{"text_format":"1","workbook":"xlsx","n_sheets":1,"sheets":["Calculation"],"not_rendered":{"charts":1,"images":0,"macros":1,"external_links":0,"defined_names":0,"comments":0,"pivot_tables":0},"unopened":[],"bounds":{"document_bytes":16777216,"sheet_cells":100000,"rows_first":2000,"rows_last":500,"rows_between":2000,"halvings":0,"cell_chars":16384,"cell_head_chars":4096},"cells_cut":0,"cells_raw":0,"read":"whole","date_system":"1900"}

{"sheet":"Calculation","index":0,"n_rows":120023,"n_cols":74,"rows_kept":1125,"cut":true,"hidden":false,"merged":[[0,3,0,4],[1,3,1,4],[0,12,0,15],[7,60,7,66],[0,16,0,19],[4,16,4,19],[0,24,0,27],[0,32,0,35],[0,40,0,43],[0,48,0,51],[4,24,4,27],[4,32,4,35],[4,40,4,43],[4,48,4,51]],"bounds":{"rows_first":500,"rows_last":125,"rows_between":500,"halvings":2}}
["Data in cps",null,null,"Determination of the",null,null,null,null,null,null,null,null,"Iterative Approach for Background Identification",null,null,null,"average intensity (cps)",null,null,null,"MDG ionic","PN ionic","MDG Particle","PN Particle","average intensity (cps)",null,null,null,"MDG ionic","PN ionic","MDG Particle","PN Particle","average intensity (cps)",null,null,null,"MDG ionic","PN ionic","MDG Particle","PN Particle","average intensity (cps)",null,null,null,"MDG ionic","PN ionic","MDG Particle","PN Particle","average intensity (cps)",null,null,null,"MDG ionic","PN ionic","MDG Particle","PN Particle","MDG ionic","PN ionic","MDG particle","PN particle",null,null,null,null,null,null,null,null,null,null,null,"Identify Particles"]
[400.00640010240102,null,null,"Region of Interest",null,null,"Input Parameter",null,null,null,null,null,400.00640010240102,133408.130355929,100.0004000016,100.0004000016,"MDG ionic","PN ionic","MDG particle","PN particle",{"$f":"IF(M2=\"\",\"\",IF(M2<Q$3+5*Q$7,M2,\"\"))","v":400.00640010240102},{"$f":"IF(N2=\"\",\"\",IF(N2<R$3+5*R$7,N2,\"\"))","v":133408.130355929},{"$f":"IF(O2=\"\",\"\",IF(O2<S$3+5*S$7,O2,\"\"))","v":100.0004000016},{"$f":"IF(P2=\"\",\"\",IF(P2<T$3+5*T$7,P2,\"\"))","v":100.0004000016},"MDG ionic","PN ionic","MDG particle","PN particle",{"$f":"IF(U2=\"\",\"\",IF(U2<Y$3+5*Y$7,U2,\"\"))","v":400.00640010240102},{"$f":"IF(V2=\"\",\"\",IF(V2<Z$3+5*Z$7,V2,\"\"))","v":133408.130355929},{"$f":"IF(W2=\"\",\"\",IF(W2<AA$3+5*AA$7,W2,\"\"))","v":100.0004000016},{"$f":"IF(X2=\"\",\"\",IF(X2<AB$3+5*AB$7,X2,\"\"))","v":100.0004000016},"MDG ionic","PN ionic","MDG particle","PN particle",{"$f":"IF(AC2=\"\",\"\",IF(AC2<AG$3+5*AG$7,AC2,\"\"))","v":400.00640010240102},{"$f":"IF(AD2=\"\",\"\",IF(AD2<AH$3+5*AH$7,AD2,\"\"))","v":133408.130355929},{"$f":"IF(AE2=\"\",\"\",IF(AE2<AI$3+5*AI$7,AE2,\"\"))","v":100.0004000016},{"$f":"IF(AF2=\"\",\"\",IF(AF2<AJ$3+5*AJ$7,AF2,\"\"))","v":100.0004000016},"MDG ionic","PN ionic","MDG particle","PN particle",{"$f":"IF(AK2=\"\",\"\",IF(AK2<AO$3+5*AO$7,AK2,\"\"))","v":400.00640010240102},{"$f":"IF(AL2=\"\",\"\",IF(AL2<AP$3+5*AP$7,AL2,\"\"))","v":133408.130355929},{"$f":"IF(AM2=\"\",\"\",IF(AM2<AQ$3+5*AQ$7,AM2,\"\"))","v":100.0004000016},{"$f":"IF(AN2=\"\",\"\",IF(AN2<AR$3+5*AR$7,AN2,\"\"))","v":100.0004000016},"MDG ionic","PN ionic","MDG particle","PN particle",{"$f":"IF(AS2=\"\",\"\",IF(AS2<AW$3+5*AW$7,AS2,\"\"))","v":400.00640010240102},{"$f":"IF(AT2=\"\",\"\",IF(AT2<AX$3+5*AX$7,AT2,\"\"))","v":133408.130355929},{"$f":"IF(AU2=\"\",\"\",IF(AU2<AY$3+5*AY$7,AU2,\"\"))","v":100.0004000016},{"$f":"IF(AV2=\"\",\"\",IF(AV2<AZ$3+5*AZ$7,AV2,\"\"))","v":100.0004000016},{"$f":"AVERAGEIF(M:M,\">\"&BE3,M:M)","v":52125.280878534104},{"$f":"AVERAGE(N:N)","v":156832.97674146143},{"$f":"AVERAGEIF(O:O,\">\"&BG3,O:O)","v":26921.412543866758},{"$f":"AVERAGEIF(P:P,\">\"&BH3,P:P)","v":41751.002255474079},"average particle intensity",null,null,null,null,null,null,null,null,null,null,null,{"$f":"IF(O2<$BG$3,\"\",O2)","v":""},{"$f":"IF(P2<$BH$3,\"\",P2)","v":""}]
[200.0016000128,null,null,"Begin","End",null,null,null,null,null,null,null,200.0016000128,166501.574416338,3800.5776878085398,100.0004000016,{"$f":"AVERAGEIF(M:M,\">0\",M:M)","v":4034.2185776844212},{"$f":"AVERAGEIF(N:N,\">0\",N:N)","v":156832.97674146143},{"$f":"AVERAGEIF(O:O,\">0\",O:O)","v":466.09906004382026},{"$f":"AVERAGEIF(P:P,\">0\",P:P)","v":1109.1879308037244},{"$f":"IF(M3=\"\",\"\",IF(M3<Q$3+5*Q$7,M3,\"\"))","v":200.0016000128},{"$f":"IF(N3=\"\",\"\",IF(N3<R$3+5*R$7,N3,\"\"))","v":166501.574416338},{"$f":"IF(O3=\"\",\"\",IF(O3<S$3+5*S$7,O3,\"\"))","v":3800.5776878085398},{"$f":"IF(P3=\"\",\"\",IF(P3<T$3+5*T$7,P3,\"\"))","v":100.0004000016},{"$f":"AVERAGEIF(U:U,\">0\",U:U)","v":3505.6642089866391},{"$f":"AVERAGEIF(V:V,\">0\",V:V)","v":156832.97674146143},{"$f":"AVERAGEIF(W:W,\">0\",W:W)","v":295.00037874935998},{"$f":"AVERAGEIF(X:X,\">0\",X:X)","v":666.79893485895616},{"$f":"IF(U3=\"\",\"\",IF(U3<Y$3+5*Y$7,U3,\"\"))","v":200.0016000128},{"$f":"IF(V3=\"\",\"\",IF(V3<Z$3+5*Z$7,V3,\"\"))","v":166501.574416338},{"$f":"IF(W3=\"\",\"\",IF(W3<AA$3+5*AA$7,W3,\"\"))","v":""},{"$f":"IF(X3=\"\",\"\",IF(X3<AB$3+5*AB$7,X3,\"\"))","v":100.0004000016},{"$f":"AVERAGEIF(AC:AC,\">0\",AC:AC)","v":2619.5067000102126},{"$f":"AVERAGEIF(AD:AD,\">0\",AD:AD)","v":156832.97674146143},{"$f":"AVERAGEIF(AE:AE,\">0\",AE:AE)","v":281.59802800015274},{"$f":"AVERAGEIF(AF:AF,\">0\",AF:AF)","v":224.94233648238458},{"$f":"IF(AC3=\"\",\"\",IF(AC3<AG$3+5*AG$7,AC3,\"\"))","v":200.0016000128},{"$f":"IF(AD3=\"\",\"\",IF(AD3<AH$3+5*AH$7,AD3,\"\"))","v":166501.574416338},{"$f":"IF(AE3=\"\",\"\",IF(AE3<AI$3+5*AI$7,AE3,\"\"))","v":""},{"$f":"IF(AF3=\"\",\"\",IF(AF3<AJ$3+5*AJ$7,AF3,\"\"))","v":100.0004000016},{"$f":"AVERAGEIF(AK:AK,\">0\",AK:AK)","v":982.41696962215747},{"$f":"AVERAGEIF(AL:AL,\">0\",AL:AL)","v":156832.97674146143},{"$f":"AVERAGEIF(AM:AM,\">0\",AM:AM)","v":279.61792931377715},{"$f":"AVERAGEIF(AN:AN,\">0\",AN:AN)","v":198.98096615699563},{"$f":"IF(AK3=\"\",\"\",IF(AK3<AO$3+5*AO$7,AK3,\"\"))","v":200.0016000128},{"$f":"IF(AL3=\"\",\"\",IF(AL3<AP$3+5*AP$7,AL3,\"\"))","v":166501.574416338},{"$f":"IF(AM3=\"\",\"\",IF(AM3<AQ$3+5*AQ$7,AM3,\"\"))","v":""},{"$f":"IF(AN3=\"\",\"\",IF(AN3<AR$3+5*AR$7,AN3,\"\"))","v":100.0004000016},{"$f":"AVERAGEIF(AS:AS,\">0\",AS:AS)","v":409.06987865768588},{"$f":"AVERAGEIF(AT:AT,\">0\",AT:AT)","v":156832.97674146143},{"$f":"AVERAGEIF(AU:AU,\">0\",AU:AU)","v":278.78571205278826},{"$f":"AVERAGEIF(AV:AV,\">0\",AV:AV)","v":197.32710349614368},{"$f":"IF(AS3=\"\",\"\",IF(AS3<AW$3+5*AW$7,AS3,\"\"))","v":200.0016000128},{"$f":"IF(AT3=\"\",\"\",IF(AT3<AX$3+5*AX$7,AT3,\"\"))","v":166501.574416338},{"$f":"IF(AU3=\"\",\"\",IF(AU3<AY$3+5*AY$7,AU3,\"\"))","v":""},{"$f":"IF(AV3=\"\",\"\",IF(AV3<AZ$3+5*AZ$7,AV3,\"\"))","v":100.0004000016},{"$f":"AW3+5*AW7","v":6054.8003970024538},{"$f":"AX3+3*AX7","v":188267.17199957377},{"$f":"AY3+5*AY7","v":1288.9670912052559},{"$f":"AZ3+5*AZ7","v":832.54045865190938},"LOD intensity",null,null,null,null,null,null,null,null,null,null,null,{"$f":"IF(O3<$BG$3,\"\",O3)","v":3800.5776878085398},{"$f":"IF(P3<$BH$3,\"\",P3)","v":""}]
[200.0016000128,null,"MDG ionic",2,13000,null,"ICP-MS Parameter",null,null,null,null,null,200.0016000128,147161.18726789099,1100.04840212969,0,null,null,null,null,200.0016000128,147161.18726789099,1100.04840212969,0,null,null,null,null,200.0016000128,147161.18726789099,1100.04840212969,0,null,null,null,null,200.0016000128,147161.18726789099,1100.04840212969,0,null,null,null,null,200.0016000128,147161.18726789099,1100.04840212969,0,null,null,null,null,200.0016000128,147161.18726789099,1100.04840212969,0,null,null,null,{"$f":"AVERAGE(BV:BV)","v":41751.002255474079},null,null,null,null,null,null,null,null,null,null,null,null,{"$f":"IF(O4<$BG$3,\"\",O4)","v":""},""]
[100.0004000016,null,"PN ionic",21241,35000,null,"dwelltime",10,"ms",null,null,null,100.0004000016,142103.16710045101,700.01960054881499,200.0016000128,"standard deviation intensity (cps)",null,null,null,100.0004000016,142103.16710045101,700.01960054881499,200.0016000128,"standard deviation intensity (cps)",null,null,null,100.0004000016,142103.16710045101,700.01960054881499,200.0016000128,"standard deviation intensity (cps)",null,null,null,100.0004000016,142103.16710045101,700.01960054881499,200.0016000128,"standard deviation intensity (cps)",null,null,null,100.0004000016,142103.16710045101,700.01960054881499,200.0016000128,"standard deviation intensity (cps)",null,null,null,100.0004000016,142103.16710045101,700.01960054881499,200.0016000128,null,null,null,null,null,null,null,null,null,null,null,null,null,null,null,null,"",""]
[100.0004000016,null,"MDG NP",54195,85704,null,null,null,null,null,null,null,100.0004000016,130780.58214950599,100.0004000016,100.0004000016,"MDG ionic","PN ionic","MDG particle","PN particle",100.0004000016,130780.58214950599,100.0004000016,100.0004000016,"MDG ionic","PN ionic","MDG particle","PN particle",100.0004000016,130780.58214950599,100.0004000016,100.0004000016,"MDG ionic","PN ionic","MDG particle","PN particle",100.0004000016,130780.58214950599,100.0004000016,100.0004000016,"MDG ionic","PN ionic","MDG particle","PN particle",100.0004000016,130780.58214950599,100.0004000016,100.0004000016,"MDG ionic","PN ionic","MDG particle","PN particle",100.0004000016,130780.58214950599,100.0004000016,100.0004000016,null,null,null,null,null,null,null,null,null,null,null,null,null,null,null,null,"",""]
[100.0004000016,null,"PN NP",92500,119559,null,null,null,null,null,null,null,100.0004000016,140181.65289655101,100.0004000016,0,{"$f":"_xlfn.STDEV.P(M:M)","v":13042.03279009073},{"$f":"_xlfn.STDEV.P(N:N)","v":10478.065086037444},{"$f":"_xlfn.STDEV.P(O:O)","v":4224.3291868649985},{"$f":"_xlfn.STDEV.P(P:P)","v":11217.01022436331},100.0004000016,140181.65289655101,100.0004000016,0,{"$f":"_xlfn.STDEV.P(U:U)","v":11834.87368971142},{"$f":"_xlfn.STDEV.P(V:V)","v":10478.065086037444},{"$f":"_xlfn.STDEV.P(W:W)","v":496.16139754978121},{"$f":"_xlfn.STDEV.P(X:X)","v":3282.9172839307184},100.0004000016,140181.65289655101,100.0004000016,0,{"$f":"_xlfn.STDEV.P(AC:AC)","v":9770.6706398452206},{"$f":"_xlfn.STDEV.P(AD:AD)","v":10478.065086037444},{"$f":"_xlfn.STDEV.P(AE:AE)","v":209.67451283139567},{"$f":"_xlfn.STDEV.P(AF:AF)","v":528.6869949323509},100.0004000016,140181.65289655101,100.0004000016,0,{"$f":"_xlfn.STDEV.P(AK:AK)","v":4718.9311176766478},{"$f":"_xlfn.STDEV.P(AL:AL)","v":10478.065086037444},{"$f":"_xlfn.STDEV.P(AM:AM)","v":203.90703815452025},{"$f":"_xlfn.STDEV.P(AN:AN)","v":134.71794174513798},100.0004000016,140181.65289655101,100.0004000016,0,{"$f":"_xlfn.STDEV.P(AS:AS)","v":1129.1461036689536},{"$f":"_xlfn.STDEV.P(AT:AT)","v":10478.065086037444},{"$f":"_xlfn.STDEV.P(AU:AU)","v":202.03627583049351},{"$f":"_xlfn.STDEV.P(AV:AV)","v":127.04267103115315},100.0004000016,140181.65289655101,100.0004000016,0,null,null,null,"Output Parameter",null,null,null,null,null,null,null,null,null,null,null,null,"",""]
[0,null,null,null,null,null,"Dual-inlet system",null,null,null,null,null,0,143822.66564750299,800.02560081922604,100.0004000016,null,null,null,null,0,143822.66564750299,800.02560081922604,100.0004000016,null,null,null,null,0,143822.66564750299,800.02560081922604,100.0004000016,null,null,null,null,0,143822.66564750299,800.02560081922604,100.0004000016,null,null,null,null,0,143822.66564750299,800.02560081922604,100.0004000016,null,null,null,null,0,143822.66564750299,800.02560081922604,100.0004000016,null,null,null,null,null,null,null,null,null,null,null,null,null,null,null,null,"",""]
[100.0004000016,null,null,null,null,null,null,null,null,null,null,null,100.0004000016,156270.75392337199,1900.1444109752299,100.0004000016,null,null,null,null,100.0004000016,156270.75392337199,1900.1444109752299,100.0004000016,null,null,null,null,100.0004000016,156270.75392337199,1900.1444109752299,100.0004000016,null,null,null,null,100.0004000016,156270.75392337199,"",100.0004000016,null,null,null,null,100.0004000016,156270.75392337199,"",100.0004000016,null,null,null,null,100.0004000016,156270.75392337199,"",100.0004000016,null,null,null,"analytical mode","method","ionic","NP","transport\nefficiency (%)","sensitivity\n(counts/fg)","mass of NP\n (fg)","NP size \n(nm)","Bias in size (%)","NP concentration\n(#/mL)","Recovery\n(%)",null,null,1900.1444109752299,""]
[100.0004000016,null,null,null,null,null,"Conventional- Setup (PN)",null,null,null,null,null,100.0004000016,156169.50025759899,900.03240116644201,100.0004000016,null,null,null,null,100.0004000016,156169.50025759899,900.03240116644201,100.0004000016,null,null,null,null,100.0004000016,156169.50025759899,900.03240116644201,100.0004000016,null,null,null,null,100.0004000016,156169.50025759899,900.03240116644201,100.0004000016,null,null,null,null,100.0004000016,156169.50025759899,900.03240116644201,100.0004000016,null,null,null,null,100.0004000016,156169.50025759899,900.03240116644201,100.0004000016,null,null,null,"Mode I","counting","PN","PN",{"$f":"ROUND((BI18/(I29*BI30))*100,2)","v":1.74},{"$f":"ROUND(((BF2*(H5/1000))/H23)/((H11/60)*(H5/1000))*0.000001,2)","v":4.4800000000000004},{"$f":"ROUND((((BH2-AZ3)*(H5/1000))/BM10)*((BL10/100)),2)","v":1.61},{"$f":"ROUND(((6*BN10*0.000000000000001)/(H18*PI()))^(1/3)*10000000,2)","v":54.19},{"$f":"ROUND((BO10/$H$19)*100,2)-100","v":-3.230000000000004},{"$f":"ROUND((BI18/(BL10/100)*(1/BI30)),0)","v":28096},{"$f":"ROUND((BQ10/H29)*100,2)","v":105.61},null,null,"",""]
[400.00640010240102,null,null,null,null,null,"flowrate",0.21,"ml/min",{"$f":"ROUND((H11/60)*(H5/1000)*1000000,0)","v":35},"nl/event",null,400.00640010240102,144530.76282471599,500.01000020000401,0,null,null,null,null,400.00640010240102,144530.76282471599,500.01000020000401,0,null,null,null,null,400.00640010240102,144530.76282471599,500.01000020000401,0,null,null,null,null,400.00640010240102,144530.76282471599,500.01000020000401,0,null,null,null,null,400.00640010240102,144530.76282471599,500.01000020000401,0,null,null,null,null,400.00640010240102,144530.76282471599,500.01000020000401,0,null,null,null,null,"intensity","MDG","PN",{"$f":"ROUND(((((BI35)/H25)*BI34)/(H11/60))*100,2)","v":1.94},null,{"$f":"ROUND((((BH2-AZ3)*(H5/1000))/BM13),2)","v":1.98},{"$f":"ROUND(((6*BN11*0.000000000000001)/(H18*PI()))^(1/3)*10000000,2)","v":58.06},{"$f":"ROUND((BO11/$H$19)*100,2)-100","v":3.6800000000000068},null,null,null,null,"",""]
[100.0004000016,null,null,null,null,null,null,null,null,null,null,null,100.0004000016,146149.420431548,500.01000020000401,100.0004000016,null,null,null,null,100.0004000016,146149.420431548,500.01000020000401,100.0004000016,null,null,null,null,100.0004000016,146149.420431548,500.01000020000401,100.0004000016,null,null,null,null,100.0004000016,146149.420431548,500.01000020000401,100.0004000016,null,null,null,null,100.0004000016,146149.420431548,500.01000020000401,100.0004000016,null,null,null,null,100.0004000016,146149.420431548,500.01000020000401,100.0004000016,null,null,null,"Mode II","sensitivity","MDG","PN",{"$f":"ROUND((BM10/BM13)*100,2)","v":2.13},null,{"$f":"ROUND((((BH2-AZ3)*(H5/1000))/BM10)*((BL12/100)),2)","v":1.98},{"$f":"ROUND(((6*BN12*0.000000000000001)/(H18*PI()))^(1/3)*10000000,2)","v":58.06},3.6800000000000068,{"$f":"ROUND((BI18/(BL12/100))*(1/BI30),0)","v":22952},{"$f":"ROUND((BQ12/H29)*100,2)","v":86.28},null,null,"",""]
[200.0016000128,null,null,null,null,null,"MDG",null,null,null,null,null,200.0016000128,154549.55245025401,600.01440034560801,400.00640010240102,null,null,null,null,200.0016000128,154549.55245025401,600.01440034560801,400.00640010240102,null,null,null,null,200.0016000128,154549.55245025401,600.01440034560801,400.00640010240102,null,null,null,null,200.0016000128,154549.55245025401,600.01440034560801,400.00640010240102,null,null,null,null,200.0016000128,154549.55245025401,600.01440034560801,400.00640010240102,null,null,null,null,200.0016000128,154549.55245025401,600.01440034560801,400.00640010240102,null,null,null,"Mode III",1,"MDG","MDG",100,{"$f":"ROUND(((BE2*(H5/1000))/H24)/(J15),2)","v":210.18},{"$f":"ROUND((((BG2-AY3)*(H5/1000))/BM13)*((BL13/100)),2)","v":1.27},{"$f":"ROUND(((6*BN13*0.000000000000001)/(H18*PI()))^(1/3)*10000000,2)","v":50.07},-10.590000000000003,{"$f":"ROUND((BI19/BI31),0)","v":488852},{"$f":"ROUND((BQ13/I30)*100,2)","v":87.02},null,null,"",""]
[67180.042513937296,null,null,null,null,null,"MDG frequence",5,"Hz",null,null,null,67180.042513937296,146756.47076337499,700.01960054881499,100.0004000016,null,null,null,null,67180.042513937296,146756.47076337499,700.01960054881499,100.0004000016,null,null,null,null,"",146756.47076337499,700.01960054881499,100.0004000016,null,null,null,null,"",146756.47076337499,700.01960054881499,100.0004000016,null,null,null,null,"",146756.47076337499,700.01960054881499,100.0004000016,null,null,null,null,"",146756.47076337499,700.01960054881499,100.0004000016,null,null,null,null,null,null,null,null,null,null,null,null,null,null,null,null,"",""]
[100.0004000016,null,null,null,null,null,"droplet size",78,"µm",{"$f":"ROUND(((4/3)*PI()*((H15/2)*0.0001)^3)*1000000000,0)*0.001","v":0.248},"nl/event",null,100.0004000016,142608.87755348301,600.01440034560801,0,null,null,null,null,100.0004000016,142608.87755348301,600.01440034560801,0,null,null,null,null,100.0004000016,142608.87755348301,600.01440034560801,0,null,null,null,null,100.0004000016,142608.87755348301,600.01440034560801,0,null,null,null,null,100.0004000016,142608.87755348301,600.01440034560801,0,null,null,null,null,100.0004000016,142608.87755348301,600.01440034560801,0,null,null,null,null,null,null,null,null,null,null,null,null,null,null,null,null,"",""]
[100.0004000016,null,null,null,null,null,null,null,null,null,null,null,100.0004000016,163259.22585736201,700.01960054881499,100.0004000016,null,null,null,null,100.0004000016,163259.22585736201,700.01960054881499,100.0004000016,null,null,null,null,100.0004000016,163259.22585736201,700.01960054881499,100.0004000016,null,null,null,null,100.0004000016,163259.22585736201,700.01960054881499,100.0004000016,null,null,null,null,100.0004000016,163259.22585736201,700.01960054881499,100.0004000016,null,null,null,null,100.0004000016,163259.22585736201,700.01960054881499,100.0004000016,null,null,null,null,null,null,null,null,null,null,null,null,null,null,null,null,"",""]
[100.0004000016,null,null,null,null,null,"Analyte",null,null,null,null,null,100.0004000016,154853.276771807,500.01000020000401,200.0016000128,null,null,null,null,100.0004000016,154853.276771807,500.01000020000401,200.0016000128,null,null,null,null,100.0004000016,154853.276771807,500.01000020000401,200.0016000128,null,null,null,null,100.0004000016,154853.276771807,500.01000020000401,200.0016000128,null,null,null,null,100.0004000016,154853.276771807,500.01000020000401,200.0016000128,null,null,null,null,100.0004000016,154853.276771807,500.01000020000401,200.0016000128,null,null,null,"Number of Particles Detected",null,null,null,null,null,null,null,null,null,null,null,null,"",""]
[200.0016000128,null,null,null,null,null,"bulk density",19.32,"g/cm³",null,null,null,200.0016000128,159106.18752993899,700.01960054881499,100.0004000016,null,null,null,null,200.0016000128,159106.18752993899,700.01960054881499,100.0004000016,null,null,null,null,200.0016000128,159106.18752993899,700.01960054881499,100.0004000016,null,null,null,null,200.0016000128,159106.18752993899,700.01960054881499,100.0004000016,null,null,null,null,200.0016000128,159106.18752993899,700.01960054881499,100.0004000016,null,null,null,null,200.0016000128,159106.18752993899,700.01960054881499,100.0004000016,null,null,null,"PN",{"$f":"COUNT(BV:BV)","v":463},null,null,null,null,null,null,null,null,null,null,null,"",""]
[200.0016000128,null,null,null,null,null,"expected particle size",56,"nm",null,null,null,200.0016000128,154448.312639607,600.01440034560801,0,null,null,null,null,200.0016000128,154448.312639607,600.01440034560801,0,null,null,null,null,200.0016000128,154448.312639607,600.01440034560801,0,null,null,null,null,200.0016000128,154448.312639607,600.01440034560801,0,null,null,null,null,200.0016000128,154448.312639607,600.01440034560801,0,null,null,null,null,200.0016000128,154448.312639607,600.01440034560801,0,null,null,null,"MDG",{"$f":"COUNT(BU:BU)","v":191},null,null,null,null,null,null,null,null,null,null,null,"",""]
[100.0004000016,null,null,null,null,null,"mass of particle",{"$f":"ROUND((H18*(4/3)*PI()*((H19/2)*0.0000001)^3)*1000000000000000,2)","v":1.78},"fg",null,null,null,100.0004000016,151816.36357051099,1600.10240655401,0,null,null,null,null,100.0004000016,151816.36357051099,1600.10240655401,0,null,null,null,null,100.0004000016,151816.36357051099,1600.10240655401,0,null,null,null,null,100.0004000016,151816.36357051099,"",0,null,null,null,null,100.0004000016,151816.36357051099,"",0,null,null,null,null,100.0004000016,151816.36357051099,"",0,null,null,null,null,null,null,null,null,null,null,null,null,null,null,null,null,1600.10240655401,""]
[200.0016000128,null,null,null,null,null,null,null,null,null,null,null,200.0016000128,150500.595563854,500.01000020000401,500.01000020000401,null,null,null,null,200.0016000128,150500.595563854,500.01000020000401,500.01000020000401,null,null,null,null,200.0016000128,150500.595563854,500.01000020000401,500.01000020000401,null,null,null,null,200.0016000128,150500.595563854,500.01000020000401,500.01000020000401,null,null,null,null,200.0016000128,150500.595563854,500.01000020000401,500.01000020000401,null,null,null,null,200.0016000128,150500.595563854,500.01000020000401,500.01000020000401,null,null,null,"Timescale ROI",null,null,null,null,null,null,null,null,null,null,null,null,"",""]
[0,null,null,null,null,null,"used concetrations",null,null,null,null,null,0,156068.24740691201,800.02560081922604,400.00640010240102,null,null,null,null,0,156068.24740691201,800.02560081922604,400.00640010240102,null,null,null,null,0,156068.24740691201,800.02560081922604,400.00640010240102,null,null,null,null,0,156068.24740691201,800.02560081922604,400.00640010240102,null,null,null,null,0,156068.24740691201,800.02560081922604,400.00640010240102,null,null,null,null,0,156068.24740691201,800.02560081922604,400.00640010240102,null,null,null,"PN ionic",{"$f":"((E5-D5)*$H$5)/1000","v":137.59},"sec",null,null,null,null,null,null,null,null,null,null,"",""]
[200.0016000128,null,null,null,null,null,"β(ionic) PN",10,"ng/mL",null,null,null,200.0016000128,151209.06892236101,800.02560081922604,200.0016000128,null,null,null,null,200.0016000128,151209.06892236101,800.02560081922604,200.0016000128,null,null,null,null,200.0016000128,151209.06892236101,800.02560081922604,200.0016000128,null,null,null,null,200.0016000128,151209.06892236101,800.02560081922604,200.0016000128,null,null,null,null,200.0016000128,151209.06892236101,800.02560081922604,200.0016000128,null,null,null,null,200.0016000128,151209.06892236101,800.02560081922604,200.0016000128,null,null,null,"MDG ionic",{"$f":"((E6-D6)*$H$5)/1000","v":315.08999999999997},"sec",null,null,null,null,null,null,null,null,null,null,"",""]
[100.0004000016,null,null,null,null,null,"β(ionic) MDG",10,"ng/mL",null,null,null,100.0004000016,154752.03451634399,700.01960054881499,100.0004000016,null,null,null,null,100.0004000016,154752.03451634399,700.01960054881499,100.0004000016,null,null,null,null,100.0004000016,154752.03451634399,700.01960054881499,100.0004000016,null,null,null,null,100.0004000016,154752.03451634399,700.01960054881499,100.0004000016,null,null,null,null,100.0004000016,154752.03451634399,700.01960054881499,100.0004000016,null,null,null,null,100.0004000016,154752.03451634399,700.01960054881499,100.0004000016,null,null,null,"PN NP",{"$f":"((E7-D7)*$H$5)/1000","v":270.58999999999997},"sec",null,null,null,null,null,null,null,null,null,null,"",""]
[500.01000020000401,null,null,null,null,null,"β(NP) PN",0.05,"ng/mL",null,null,null,500.01000020000401,151613.92876258001,800.02560081922604,600.01440034560801,null,null,null,null,500.01000020000401,151613.92876258001,800.02560081922604,600.01440034560801,null,null,null,null,500.01000020000401,151613.92876258001,800.02560081922604,600.01440034560801,null,null,null,null,500.01000020000401,151613.92876258001,800.02560081922604,600.01440034560801,null,null,null,null,500.01000020000401,151613.92876258001,800.02560081922604,600.01440034560801,null,null,null,null,500.01000020000401,151613.92876258001,800.02560081922604,600.01440034560801,null,null,null,"MDG NP",{"$f":"((E6-D6)*$H$5)/1000","v":315.08999999999997},"sec",null,null,null,null,null,null,null,null,null,null,"",""]
[200.0016000128,null,null,null,null,null,"β(NP) MDG",1,"ng/mL",null,null,null,200.0016000128,150095.77156469799,100.0004000016,200.0016000128,null,null,null,null,200.0016000128,150095.77156469799,100.0004000016,200.0016000128,null,null,null,null,200.0016000128,150095.77156469799,100.0004000016,200.0016000128,null,null,null,null,200.0016000128,150095.77156469799,100.0004000016,200.0016000128,null,null,null,null,200.0016000128,150095.77156469799,100.0004000016,200.0016000128,null,null,null,null,200.0016000128,150095.77156469799,100.0004000016,200.0016000128,null,null,null,null,null,null,null,null,null,null,null,null,null,null,null,null,"",""]
[300.00360004319998,null,null,null,null,null,null,null,null,null,null,null,300.00360004319998,144834.245252655,200.0016000128,100.0004000016,null,null,null,null,300.00360004319998,144834.245252655,200.0016000128,100.0004000016,null,null,null,null,300.00360004319998,144834.245252655,200.0016000128,100.0004000016,null,null,null,null,300.00360004319998,144834.245252655,200.0016000128,100.0004000016,null,null,null,null,300.00360004319998,144834.245252655,200.0016000128,100.0004000016,null,null,null,null,300.00360004319998,144834.245252655,200.0016000128,100.0004000016,null,null,null,"Volume injected per Timescale",null,null,null,null,null,null,null,null,null,null,null,null,"",""]
[200.0016000128,null,null,null,null,null,"Number of Particles Injected",null,"per mL",null,null,null,200.0016000128,144024.97505712701,1100.04840212969,100.0004000016,null,null,null,null,200.0016000128,144024.97505712701,1100.04840212969,100.0004000016,null,null,null,null,200.0016000128,144024.97505712701,1100.04840212969,100.0004000016,null,null,null,null,200.0016000128,144024.97505712701,1100.04840212969,100.0004000016,null,null,null,null,200.0016000128,144024.97505712701,1100.04840212969,100.0004000016,null,null,null,null,200.0016000128,144024.97505712701,1100.04840212969,100.0004000016,null,null,null,"PN ionic",{"$f":"(H11*(BI22/60))","v":0.48156499999999997},"mL",null,null,null,null,null,null,null,null,null,null,"",""]
[100.0004000016,null,null,null,null,null,"PN",{"$f":"ROUND(H25/(H20*0.000001)*BI30,0)","v":26603},{"$f":"ROUND(H25/(H20*0.000001),0)","v":28090},null,null,null,100.0004000016,148071.84703534399,1000.04000160006,0,null,null,null,null,100.0004000016,148071.84703534399,1000.04000160006,0,null,null,null,null,100.0004000016,148071.84703534399,1000.04000160006,0,null,null,null,null,100.0004000016,148071.84703534399,1000.04000160006,0,null,null,null,null,100.0004000016,148071.84703534399,1000.04000160006,0,null,null,null,null,100.0004000016,148071.84703534399,1000.04000160006,0,null,null,null,"MDG ionic",{"$f":"J15*H5*BI23*0.000000001","v":7.8142320000000003E-7},"mL",null,null,null,null,null,null,null,null,null,null,"",""]
[0,null,null,null,null,null,"MDG",{"$f":"ROUND(H26/(H20*0.000001)*BI31,0)","v":220},{"$f":"ROUND(H26/(H20*0.000001),0)","v":561798},null,null,null,0,152524.911060671,500.01000020000401,300.00360004319998,null,null,null,null,0,152524.911060671,500.01000020000401,300.00360004319998,null,null,null,null,0,152524.911060671,500.01000020000401,300.00360004319998,null,null,null,null,0,152524.911060671,500.01000020000401,300.00360004319998,null,null,null,null,0,152524.911060671,500.01000020000401,300.00360004319998,null,null,null,null,0,152524.911060671,500.01000020000401,300.00360004319998,null,null,null,"PN NP",{"$f":"(H11*(BI24/60))","v":0.94706499999999982},"mL",null,null,null,null,null,null,null,null,null,null,"",""]
[100.0004000016,null,null,null,null,null,null,null,null,null,null,null,100.0004000016,143013.46056368601,400.00640010240102,100.0004000016,null,null,null,null,100.0004000016,143013.46056368601,400.00640010240102,100.0004000016,null,null,null,null,100.0004000016,143013.46056368601,400.00640010240102,100.0004000016,null,null,null,null,100.0004000016,143013.46056368601,400.00640010240102,100.0004000016,null,null,null,null,100.0004000016,143013.46056368601,400.00640010240102,100.0004000016,null,null,null,null,100.0004000016,143013.46056368601,400.00640010240102,100.0004000016,null,null,null,"MDG NP",{"$f":"J15*H14*BI25*0.000001","v":3.9071159999999995E-4},"mL",null,null,null,null,null,null,null,null,null,null,"",""]
[0,null,null,null,null,null,null,null,null,null,null,null,0,141192.93954850399,400.00640010240102,100.0004000016,null,null,null,null,0,141192.93954850399,400.00640010240102,100.0004000016,null,null,null,null,0,141192.93954850399,400.00640010240102,100.0004000016,null,null,null,null,0,141192.93954850399,400.00640010240102,100.0004000016,null,null,null,null,0,141192.93954850399,400.00640010240102,100.0004000016,null,null,null,null,0,141192.93954850399,400.00640010240102,100.0004000016,null,null,null,null,null,null,null,null,null,null,null,null,null,null,null,null,"",""]
[0,null,null,null,null,null,null,null,null,null,null,null,0,146756.47076337499,0,200.0016000128,null,null,null,null,0,146756.47076337499,0,200.0016000128,null,null,null,null,0,146756.47076337499,0,200.0016000128,null,null,null,null,0,146756.47076337499,0,200.0016000128,null,null,null,null,0,146756.47076337499,0,200.0016000128,null,null,null,null,0,146756.47076337499,0,200.0016000128,null,null,null,"Additional Parameters for Intensity Method",null,null,null,null,null,null,null,null,null,null,null,null,"",""]
[300.00360004319998,null,null,null,null,null,null,null,null,null,null,null,300.00360004319998,160929.30382727901,0,100.0004000016,null,null,null,null,300.00360004319998,160929.30382727901,0,100.0004000016,null,null,null,null,300.00360004319998,160929.30382727901,0,100.0004000016,null,null,null,null,300.00360004319998,160929.30382727901,0,100.0004000016,null,null,null,null,300.00360004319998,160929.30382727901,0,100.0004000016,null,null,null,null,300.00360004319998,160929.30382727901,0,100.0004000016,null,null,null,"k",{"$f":"((J15*0.000000001)*H24*1000)/(BE2*(H5/1000))","v":4.7577681274832181E-9},"ng/counts",null,null,null,null,null,null,null,null,null,null,"",""]
[55824.376711312798,null,null,null,null,null,null,null,null,null,null,null,55824.376711312798,153840.890888675,0,100.0004000016,null,null,null,null,55824.376711312798,153840.890888675,0,100.0004000016,null,null,null,null,55824.376711312798,153840.890888675,0,100.0004000016,null,null,null,null,"",153840.890888675,0,100.0004000016,null,null,null,null,"",153840.890888675,0,100.0004000016,null,null,null,null,"",153840.890888675,0,100.0004000016,null,null,null,"qi,p",{"$f":"ROUND((SUMIF(P:P,\">\"&BH3,P:P)*(H5/1000))/BI24,2)","v":714.39},"1/sec",null,null,null,null,null,null,null,null,null,null,"",""]
[0,null,null,null,null,null,null,null,null,null,null,null,0,160017.712652469,100.0004000016,200.0016000128,null,null,null,null,0,160017.712652469,100.0004000016,200.0016000128,null,null,null,null,0,160017.712652469,100.0004000016,200.0016000128,null,null,null,null,0,160017.712652469,100.0004000016,200.0016000128,null,null,null,null,0,160017.712652469,100.0004000016,200.0016000128,null,null,null,null,0,160017.712652469,100.0004000016,200.0016000128,null,null,null,null,null,null,null,null,null,null,null,null,null,null,null,null,"",""]
[100.0004000016,null,null,null,null,null,null,null,null,null,null,null,100.0004000016,148780.18356597601,0,200.0016000128,null,null,null,null,100.0004000016,148780.18356597601,0,200.0016000128,null,null,null,null,100.0004000016,148780.18356597601,0,200.0016000128,null,null,null,null,100.0004000016,148780.18356597601,0,200.0016000128,null,null,null,null,100.0004000016,148780.18356597601,0,200.0016000128,null,null,null,null,100.0004000016,148780.18356597601,0,200.0016000128,null,null,null,null,null,null,null,null,null,null,null,null,null,null,null,null,"",""]
[100.0004000016,null,null,null,null,null,null,null,null,null,null,null,100.0004000016,153233.49847269501,0,200.0016000128,null,null,null,null,100.0004000016,153233.49847269501,0,200.0016000128,null,null,null,null,100.0004000016,153233.49847269501,0,200.0016000128,null,null,null,null,100.0004000016,153233.49847269501,0,200.0016000128,null,null,null,null,100.0004000016,153233.49847269501,0,200.0016000128,null,null,null,null,100.0004000016,153233.49847269501,0,200.0016000128,null,null,null,null,null,null,null,null,null,null,null,null,null,null,null,null,"",""]
[0,null,null,null,null,null,null,null,null,null,null,null,0,164171.051942875,0,100.0004000016,null,null,null,null,0,164171.051942875,0,100.0004000016,null,null,null,null,0,164171.051942875,0,100.0004000016,null,null,null,null,0,164171.051942875,0,100.0004000016,null,null,null,null,0,164171.051942875,0,100.0004000016,null,null,null,null,0,164171.051942875,0,100.0004000016,null,null,null,null,null,null,null,null,null,null,null,null,null,null,null,null,"",""]
[300.00360004319998,null,null,null,null,null,null,null,null,null,null,null,300.00360004319998,168325.76270094301,0,0,null,null,null,null,300.00360004319998,168325.76270094301,0,0,null,null,null,null,300.00360004319998,168325.76270094301,0,0,null,null,null,null,300.00360004319998,168325.76270094301,0,0,null,null,null,null,300.00360004319998,168325.76270094301,0,0,null,null,null,null,300.00360004319998,168325.76270094301,0,0,null,null,null,null,null,null,null,null,null,null,null,null,null,null,null,null,"",""]
[100.0004000016,null,null,null,null,null,null,null,null,null,null,null,100.0004000016,162853.991029945,0,0,null,null,null,null,100.0004000016,162853.991029945,0,0,null,null,null,null,100.0004000016,162853.991029945,0,0,null,null,null,null,100.0004000016,162853.991029945,0,0,null,null,null,null,100.0004000016,162853.991029945,0,0,null,null,null,null,100.0004000016,162853.991029945,0,0,null,null,null,null,null,null,null,null,null,null,null,null,null,null,null,null,"",""]
[0,null,null,null,null,null,null,null,null,null,null,null,0,157182.07359582599,100.0004000016,100.0004000016,null,null,null,null,0,157182.07359582599,100.0004000016,100.0004000016,null,null,null,null,0,157182.07359582599,100.0004000016,100.0004000016,null,null,null,null,0,157182.07359582599,100.0004000016,100.0004000016,null,null,null,null,0,157182.07359582599,100.0004000016,100.0004000016,null,null,null,null,0,157182.07359582599,100.0004000016,100.0004000016,null,null,null,null,null,null,null,null,null,null,null,null,null,null,null,null,"",""]
[200.0016000128,null,null,null,null,null,null,null,null,null,null,null,200.0016000128,144834.245252655,200.0016000128,0,null,null,null,null,200.0016000128,144834.245252655,200.0016000128,0,null,null,null,null,200.0016000128,144834.245252655,200.0016000128,0,null,null,null,null,200.0016000128,144834.245252655,200.0016000128,0,null,null,null,null,200.0016000128,144834.245252655,200.0016000128,0,null,null,null,null,200.0016000128,144834.245252655,200.0016000128,0,null,null,null,null,null,null,null,null,null,null,null,null,null,null,null,null,"",""]
[200.0016000128,null,null,null,null,null,null,null,null,null,null,null,200.0016000128,153132.26925522499,0,200.0016000128,null,null,null,null,200.0016000128,153132.26925522499,0,200.0016000128,null,null,null,null,200.0016000128,153132.26925522499,0,200.0016000128,null,null,null,null,200.0016000128,153132.26925522499,0,200.0016000128,null,null,null,null,200.0016000128,153132.26925522499,0,200.0016000128,null,null,null,null,200.0016000128,153132.26925522499,0,200.0016000128,null,null,null,null,null,null,null,null,null,null,null,null,null,null,null,null,"",""]
[100.0004000016,null,null,null,null,null,null,null,null,null,null,null,100.0004000016,158701.086453347,0,200.0016000128,null,null,null,null,100.0004000016,158701.086453347,0,200.0016000128,null,null,null,null,100.0004000016,158701.086453347,0,200.0016000128,null,null,null,null,100.0004000016,158701.086453347,0,200.0016000128,null,null,null,null,100.0004000016,158701.086453347,0,200.0016000128,null,null,null,null,100.0004000016,158701.086453347,0,200.0016000128,null,null,null,null,null,null,null,null,null,null,null,null,null,null,null,null,"",""]
[100.0004000016,null,null,null,null,null,null,null,null,null,null,null,100.0004000016,158093.45929823001,100.0004000016,100.0004000016,null,null,null,null,100.0004000016,158093.45929823001,100.0004000016,100.0004000016,null,null,null,null,100.0004000016,158093.45929823001,100.0004000016,100.0004000016,null,null,null,null,100.0004000016,158093.45929823001,100.0004000016,100.0004000016,null,null,null,null,100.0004000016,158093.45929823001,100.0004000016,100.0004000016,null,null,null,null,100.0004000016,158093.45929823001,100.0004000016,100.0004000016,null,null,null,null,null,null,null,null,null,null,null,null,null,null,null,null,"",""]
[300.00360004319998,null,null,null,null,null,null,null,null,null,null,null,300.00360004319998,156675.776737521,100.0004000016,100.0004000016,null,null,null,null,300.00360004319998,156675.776737521,100.0004000016,100.0004000016,null,null,null,null,300.00360004319998,156675.776737521,100.0004000016,100.0004000016,null,null,null,null,300.00360004319998,156675.776737521,100.0004000016,100.0004000016,null,null,null,null,300.00360004319998,156675.776737521,100.0004000016,100.0004000016,null,null,null,null,300.00360004319998,156675.776737521,100.0004000016,100.0004000016,null,null,null,null,null,null,null,null,null,null,null,null,null,null,null,null,"",""]
[300.00360004319998,null,null,null,null,null,null,null,null,null,null,null,300.00360004319998,152828.586491522,0,100.0004000016,null,null,null,null,300.00360004319998,152828.586491522,0,100.0004000016,null,null,null,null,300.00360004319998,152828.586491522,0,100.0004000016,null,null,null,null,300.00360004319998,152828.586491522,0,100.0004000016,null,null,null,null,300.00360004319998,152828.586491522,0,100.0004000016,null,null,null,null,300.00360004319998,152828.586491522,0,100.0004000016,null,null,null,null,null,null,null,null,null,null,null,null,null,null,null,null,"",""]
[100.0004000016,null,null,null,null,null,null,null,null,null,null,null,100.0004000016,144834.245252655,100.0004000016,0,null,null,null,null,100.0004000016,144834.245252655,100.0004000016,0,null,null,null,null,100.0004000016,144834.245252655,100.0004000016,0,null,null,null,null,100.0004000016,144834.245252655,100.0004000016,0,null,null,null,null,100.0004000016,144834.245252655,100.0004000016,0,null,null,null,null,100.0004000016,144834.245252655,100.0004000016,0,null,null,null,null,null,null,null,null,null,null,null,null,null,null,null,null,"",""]
[200.0016000128,null,null,null,null,null,null,null,null,null,null,null,200.0016000128,155663.24415483,100.0004000016,100.0004000016,null,null,null,null,200.0016000128,155663.24415483,100.0004000016,100.0004000016,null,null,null,null,200.0016000128,155663.24415483,100.0004000016,100.0004000016,null,null,null,null,200.0016000128,155663.24415483,100.0004000016,100.0004000016,null,null,null,null,200.0016000128,155663.24415483,100.0004000016,100.0004000016,null,null,null,null,200.0016000128,155663.24415483,100.0004000016,100.0004000016,null,null,null,null,null,null,null,null,null,null,null,null,null,null,null,null,"",""]
[200.0016000128,null,null,null,null,null,null,null,null,null,null,null,200.0016000128,142204.307563579,100.0004000016,0,null,null,null,null,200.0016000128,142204.307563579,100.0004000016,0,null,null,null,null,200.0016000128,142204.307563579,100.0004000016,0,null,null,null,null,200.0016000128,142204.307563579,100.0004000016,0,null,null,null,null,200.0016000128,142204.307563579,100.0004000016,0,null,null,null,null,200.0016000128,142204.307563579,100.0004000016,0,null,null,null,null,null,null,null,null,null,null,null,null,null,null,null,null,"",""]
[100.0004000016,null,null,null,null,null,null,null,null,null,null,null,100.0004000016,151917.58219646601,0,200.0016000128,null,null,null,null,100.0004000016,151917.58219646601,0,200.0016000128,null,null,null,null,100.0004000016,151917.58219646601,0,200.0016000128,null,null,null,null,100.0004000016,151917.58219646601,0,200.0016000128,null,null,null,null,100.0004000016,151917.58219646601,0,200.0016000128,null,null,null,null,100.0004000016,151917.58219646601,0,200.0016000128,null,null,null,null,null,null,null,null,null,null,null,null,null,null,null,null,"",""]
[100.0004000016,null,null,null,null,null,null,null,null,null,null,null,100.0004000016,143822.66564750299,0,0,null,null,null,null,100.0004000016,143822.66564750299,0,0,null,null,null,null,100.0004000016,143822.66564750299,0,0,null,null,null,null,100.0004000016,143822.66564750299,0,0,null,null,null,null,100.0004000016,143822.66564750299,0,0,null,null,null,null,100.0004000016,143822.66564750299,0,0,null,null,null,null,null,null,null,null,null,null,null,null,null,null,null,null,"",""]
[500.01000020000401,null,null,null,null,null,null,null,null,null,null,null,500.01000020000401,153334.72850496601,0,400.00640010240102,null,null,null,null,500.01000020000401,153334.72850496601,0,400.00640010240102,null,null,null,null,500.01000020000401,153334.72850496601,0,400.00640010240102,null,null,null,null,500.01000020000401,153334.72850496601,0,400.00640010240102,null,null,null,null,500.01000020000401,153334.72850496601,0,400.00640010240102,null,null,null,null,500.01000020000401,153334.72850496601,0,400.00640010240102,null,null,null,null,null,null,null,null,null,null,null,null,null,null,null,null,"",""]
[200.0016000128,null,null,null,null,null,null,null,null,null,null,null,200.0016000128,144834.245252655,0,500.01000020000401,null,null,null,null,200.0016000128,144834.245252655,0,500.01000020000401,null,null,null,null,200.0016000128,144834.245252655,0,500.01000020000401,null,null,null,null,200.0016000128,144834.245252655,0,500.01000020000401,null,null,null,null,200.0016000128,144834.245252655,0,500.01000020000401,null,null,null,null,200.0016000128,144834.245252655,0,500.01000020000401,null,null,null,null,null,null,null,null,null,null,null,null,null,null,null,null,"",""]
[4500.8101458262399,null,null,null,null,null,null,null,null,null,null,null,4500.8101458262399,161233.182231741,0,100.0004000016,null,null,null,null,4500.8101458262399,161233.182231741,0,100.0004000016,null,null,null,null,4500.8101458262399,161233.182231741,0,100.0004000016,null,null,null,null,4500.8101458262399,161233.182231741,0,100.0004000016,null,null,null,null,4500.8101458262399,161233.182231741,0,100.0004000016,null,null,null,null,4500.8101458262399,161233.182231741,0,100.0004000016,null,null,null,null,null,null,null,null,null,null,null,null,null,null,null,null,"",""]
[51104.252675457901,null,null,null,null,null,null,null,null,null,null,null,51104.252675457901,154448.312639607,100.0004000016,100.0004000016,null,null,null,null,51104.252675457901,154448.312639607,100.0004000016,100.0004000016,null,null,null,null,51104.252675457901,154448.312639607,100.0004000016,100.0004000016,null,null,null,null,51104.252675457901,154448.312639607,100.0004000016,100.0004000016,null,null,null,null,"",154448.312639607,100.0004000016,100.0004000016,null,null,null,null,"",154448.312639607,100.0004000016,100.0004000016,null,null,null,null,null,null,null,null,null,null,null,null,null,null,null,null,"",""]
[0,null,null,null,null,null,null,null,null,null,null,null,0,146655.29367269899,100.0004000016,300.00360004319998,null,null,null,null,0,146655.29367269899,100.0004000016,300.00360004319998,null,null,null,null,0,146655.29367269899,100.0004000016,300.00360004319998,null,null,null,null,0,146655.29367269899,100.0004000016,300.00360004319998,null,null,null,null,0,146655.29367269899,100.0004000016,300.00360004319998,null,null,null,null,0,146655.29367269899,100.0004000016,300.00360004319998,null,null,null,null,null,null,null,null,null,null,null,null,null,null,null,null,"",""]
[100.0004000016,null,null,null,null,null,null,null,null,null,null,null,100.0004000016,149387.360923887,0,100.0004000016,null,null,null,null,100.0004000016,149387.360923887,0,100.0004000016,null,null,null,null,100.0004000016,149387.360923887,0,100.0004000016,null,null,null,null,100.0004000016,149387.360923887,0,100.0004000016,null,null,null,null,100.0004000016,149387.360923887,0,100.0004000016,null,null,null,null,100.0004000016,149387.360923887,0,100.0004000016,null,null,null,null,null,null,null,null,null,null,null,null,null,null,null,null,"",""]
[100.0004000016,null,null,null,null,null,null,null,null,null,null,null,100.0004000016,158498.54080708401,0,0,null,null,null,null,100.0004000016,158498.54080708401,0,0,null,null,null,null,100.0004000016,158498.54080708401,0,0,null,null,null,null,100.0004000016,158498.54080708401,0,0,null,null,null,null,100.0004000016,158498.54080708401,0,0,null,null,null,null,100.0004000016,158498.54080708401,0,0,null,null,null,null,null,null,null,null,null,null,null,null,null,null,null,null,"",""]
[200.0016000128,null,null,null,null,null,null,null,null,null,null,null,200.0016000128,148881.377756317,0,100.0004000016,null,null,null,null,200.0016000128,148881.377756317,0,100.0004000016,null,null,null,null,200.0016000128,148881.377756317,0,100.0004000016,null,null,null,null,200.0016000128,148881.377756317,0,100.0004000016,null,null,null,null,200.0016000128,148881.377756317,0,100.0004000016,null,null,null,null,200.0016000128,148881.377756317,0,100.0004000016,null,null,null,null,null,null,null,null,null,null,null,null,null,null,null,null,"",""]
[100.0004000016,null,null,null,null,null,null,null,null,null,null,null,100.0004000016,152929.81326464901,0,200.0016000128,null,null,null,null,100.0004000016,152929.81326464901,0,200.0016000128,null,null,null,null,100.0004000016,152929.81326464901,0,200.0016000128,null,null,null,null,100.0004000016,152929.81326464901,0,200.0016000128,null,null,null,null,100.0004000016,152929.81326464901,0,200.0016000128,null,null,null,null,100.0004000016,152929.81326464901,0,200.0016000128,null,null,null,null,null,null,null,null,null,null,null,null,null,null,null,null,"",""]
[300.00360004319998,null,null,null,null,null,null,null,null,null,null,null,300.00360004319998,143923.81994536699,0,200.0016000128,null,null,null,null,300.00360004319998,143923.81994536699,0,200.0016000128,null,null,null,null,300.00360004319998,143923.81994536699,0,200.0016000128,null,null,null,null,300.00360004319998,143923.81994536699,0,200.0016000128,null,null,null,null,300.00360004319998,143923.81994536699,0,200.0016000128,null,null,null,null,300.00360004319998,143923.81994536699,0,200.0016000128,null,null,null,null,null,null,null,null,null,null,null,null,null,null,null,null,"",""]
[100.0004000016,null,null,null,null,null,null,null,null,null,null,null,100.0004000016,155865.74415075799,0,0,null,null,null,null,100.0004000016,155865.74415075799,0,0,null,null,null,null,100.0004000016,155865.74415075799,0,0,null,null,null,null,100.0004000016,155865.74415075799,0,0,null,null,null,null,100.0004000016,155865.74415075799,0,0,null,null,null,null,100.0004000016,155865.74415075799,0,0,null,null,null,null,null,null,null,null,null,null,null,null,null,null,null,null,"",""]
[300.00360004319998,null,null,null,null,null,null,null,null,null,null,null,300.00360004319998,145542.399407772,0,200.0016000128,null,null,null,null,300.00360004319998,145542.399407772,0,200.0016000128,null,null,null,null,300.00360004319998,145542.399407772,0,200.0016000128,null,null,null,null,300.00360004319998,145542.399407772,0,200.0016000128,null,null,null,null,300.00360004319998,145542.399407772,0,200.0016000128,null,null,null,null,300.00360004319998,145542.399407772,0,200.0016000128,null,null,null,null,null,null,null,null,null,null,null,null,null,null,null,null,"",""]
[0,null,null,null,null,null,null,null,null,null,null,null,0,153739.65678225301,0,500.01000020000401,null,null,null,null,0,153739.65678225301,0,500.01000020000401,null,null,null,null,0,153739.65678225301,0,500.01000020000401,null,null,null,null,0,153739.65678225301,0,500.01000020000401,null,null,null,null,0,153739.65678225301,0,500.01000020000401,null,null,null,null,0,153739.65678225301,0,500.01000020000401,null,null,null,null,null,null,null,null,null,null,null,null,null,null,null,null,"",""]
[0,null,null,null,null,null,null,null,null,null,null,null,0,152828.586491522,0,200.0016000128,null,null,null,null,{"$f":"IF(M67=\"\",\"\",IF(M67<Q$3+5*Q$7,M67,\"\"))","v":0},{"$f":"IF(N67=\"\",\"\",IF(N67<R$3+5*R$7,N67,\"\"))","v":152828.586491522},{"$f":"IF(O67=\"\",\"\",IF(O67<S$3+5*S$7,O67,\"\"))","v":0},{"$f":"IF(P67=\"\",\"\",IF(P67<T$3+5*T$7,P67,\"\"))","v":200.0016000128},null,null,null,null,{"$f":"IF(U67=\"\",\"\",IF(U67<Y$3+5*Y$7,U67,\"\"))","v":0},{"$f":"IF(V67=\"\",\"\",IF(V67<Z$3+5*Z$7,V67,\"\"))","v":152828.586491522},{"$f":"IF(W67=\"\",\"\",IF(W67<AA$3+5*AA$7,W67,\"\"))","v":0},{"$f":"IF(X67=\"\",\"\",IF(X67<AB$3+5*AB$7,X67,\"\"))","v":200.0016000128},null,null,null,null,{"$f":"IF(AC67=\"\",\"\",IF(AC67<AG$3+5*AG$7,AC67,\"\"))","v":0},{"$f":"IF(AD67=\"\",\"\",IF(AD67<AH$3+5*AH$7,AD67,\"\"))","v":152828.586491522},{"$f":"IF(AE67=\"\",\"\",IF(AE67<AI$3+5*AI$7,AE67,\"\"))","v":0},{"$f":"IF(AF67=\"\",\"\",IF(AF67<AJ$3+5*AJ$7,AF67,\"\"))","v":200.0016000128},null,null,null,null,{"$f":"IF(AK67=\"\",\"\",IF(AK67<AO$3+5*AO$7,AK67,\"\"))","v":0},{"$f":"IF(AL67=\"\",\"\",IF(AL67<AP$3+5*AP$7,AL67,\"\"))","v":152828.586491522},{"$f":"IF(AM67=\"\",\"\",IF(AM67<AQ$3+5*AQ$7,AM67,\"\"))","v":0},{"$f":"IF(AN67=\"\",\"\",IF(AN67<AR$3+5*AR$7,AN67,\"\"))","v":200.0016000128},null,null,null,null,{"$f":"IF(AS67=\"\",\"\",IF(AS67<AW$3+5*AW$7,AS67,\"\"))","v":0},{"$f":"IF(AT67=\"\",\"\",IF(AT67<AX$3+5*AX$7,AT67,\"\"))","v":152828.586491522},{"$f":"IF(AU67=\"\",\"\",IF(AU67<AY$3+5*AY$7,AU67,\"\"))","v":0},{"$f":"IF(AV67=\"\",\"\",IF(AV67<AZ$3+5*AZ$7,AV67,\"\"))","v":200.0016000128},null,null,null,null,null,null,null,null,null,null,null,null,null,null,null,null,{"$f":"IF(O67<$BG$3,\"\",O67)","v":""},{"$f":"IF(P67<$BH$3,\"\",P67)","v":""}]
[300.00360004319998,null,null,null,null,null,null,null,null,null,null,null,300.00360004319998,151512.71258058501,0,200.0016000128,null,null,null,null,300.00360004319998,151512.71258058501,0,200.0016000128,null,null,null,null,300.00360004319998,151512.71258058501,0,200.0016000128,null,null,null,null,300.00360004319998,151512.71258058501,0,200.0016000128,null,null,null,null,300.00360004319998,151512.71258058501,0,200.0016000128,null,null,null,null,300.00360004319998,151512.71258058501,0,200.0016000128,null,null,null,null,null,null,null,null,null,null,null,null,null,null,null,null,"",""]
[300.00360004319998,null,null,null,null,null,null,null,null,null,null,null,300.00360004319998,145744.736492711,0,200.0016000128,null,null,null,null,300.00360004319998,145744.736492711,0,200.0016000128,null,null,null,null,300.00360004319998,145744.736492711,0,200.0016000128,null,null,null,null,300.00360004319998,145744.736492711,0,200.0016000128,null,null,null,null,300.00360004319998,145744.736492711,0,200.0016000128,null,null,null,null,300.00360004319998,145744.736492711,0,200.0016000128,null,null,null,null,null,null,null,null,null,null,null,null,null,null,null,null,"",""]
[200.0016000128,null,null,null,null,null,null,null,null,null,null,null,200.0016000128,154549.55245025401,0,0,null,null,null,null,200.0016000128,154549.55245025401,0,0,null,null,null,null,200.0016000128,154549.55245025401,0,0,null,null,null,null,200.0016000128,154549.55245025401,0,0,null,null,null,null,200.0016000128,154549.55245025401,0,0,null,null,null,null,200.0016000128,154549.55245025401,0,0,null,null,null,null,null,null,null,null,null,null,null,null,null,null,null,null,"",""]
[200.0016000128,null,null,null,null,null,null,null,null,null,null,null,200.0016000128,134823.191599741,0,100.0004000016,null,null,null,null,200.0016000128,134823.191599741,0,100.0004000016,null,null,null,null,200.0016000128,134823.191599741,0,100.0004000016,null,null,null,null,200.0016000128,134823.191599741,0,100.0004000016,null,null,null,null,200.0016000128,134823.191599741,0,100.0004000016,null,null,null,null,200.0016000128,134823.191599741,0,100.0004000016,null,null,null,null,null,null,null,null,null,null,null,null,null,null,null,null,"",""]
[0,null,null,null,null,null,null,null,null,null,null,null,0,145845.90625628599,0,100.0004000016,null,null,null,null,0,145845.90625628599,0,100.0004000016,null,null,null,null,0,145845.90625628599,0,100.0004000016,null,null,null,null,0,145845.90625628599,0,100.0004000016,null,null,null,null,0,145845.90625628599,0,100.0004000016,null,null,null,null,0,145845.90625628599,0,100.0004000016,null,null,null,null,null,null,null,null,null,null,null,null,null,null,null,null,"",""]
[100.0004000016,null,null,null,null,null,null,null,null,null,null,null,100.0004000016,143215.75695159601,0,200.0016000128,null,null,null,null,100.0004000016,143215.75695159601,0,200.0016000128,null,null,null,null,100.0004000016,143215.75695159601,0,200.0016000128,null,null,null,null,100.0004000016,143215.75695159601,0,200.0016000128,null,null,null,null,100.0004000016,143215.75695159601,0,200.0016000128,null,null,null,null,100.0004000016,143215.75695159601,0,200.0016000128,null,null,null,null,null,null,null,null,null,null,null,null,null,null,null,null,"",""]
[300.00360004319998,null,null,null,null,null,null,null,null,null,null,null,300.00360004319998,139777.161015244,0,500.01000020000401,null,null,null,null,300.00360004319998,139777.161015244,0,500.01000020000401,null,null,null,null,300.00360004319998,139777.161015244,0,500.01000020000401,null,null,null,null,300.00360004319998,139777.161015244,0,500.01000020000401,null,null,null,null,300.00360004319998,139777.161015244,0,500.01000020000401,null,null,null,null,300.00360004319998,139777.161015244,0,500.01000020000401,null,null,null,null,null,null,null,null,null,null,null,null,null,null,null,null,"",""]
[64566.322847655501,null,null,null,null,null,null,null,null,null,null,null,64566.322847655501,140485.030349593,0,300.00360004319998,null,null,null,null,64566.322847655501,140485.030349593,0,300.00360004319998,null,null,null,null,"",140485.030349593,0,300.00360004319998,null,null,null,null,"",140485.030349593,0,300.00360004319998,null,null,null,null,"",140485.030349593,0,300.00360004319998,null,null,null,null,"",140485.030349593,0,300.00360004319998,null,null,null,null,null,null,null,null,null,null,null,null,null,null,null,null,"",""]
[100.0004000016,null,null,null,null,null,null,null,null,null,null,null,100.0004000016,156372.00840424001,0,0,null,null,null,null,100.0004000016,156372.00840424001,0,0,null,null,null,null,100.0004000016,156372.00840424001,0,0,null,null,null,null,100.0004000016,156372.00840424001,0,0,null,null,null,null,100.0004000016,156372.00840424001,0,0,null,null,null,null,100.0004000016,156372.00840424001,0,0,null,null,null,null,null,null,null,null,null,null,null,null,null,null,null,null,"",""]
[300.00360004319998,null,null,null,null,null,null,null,null,null,null,null,300.00360004319998,137350.48303932601,0,300.00360004319998,null,null,null,null,300.00360004319998,137350.48303932601,0,300.00360004319998,null,null,null,null,300.00360004319998,137350.48303932601,0,300.00360004319998,null,null,null,null,300.00360004319998,137350.48303932601,0,300.00360004319998,null,null,null,null,300.00360004319998,137350.48303932601,0,300.00360004319998,null,null,null,null,300.00360004319998,137350.48303932601,0,300.00360004319998,null,null,null,null,null,null,null,null,null,null,null,null,null,null,null,null,"",""]
[200.0016000128,null,null,null,null,null,null,null,null,null,null,null,200.0016000128,139676.040078677,0,100.0004000016,null,null,null,null,200.0016000128,139676.040078677,0,100.0004000016,null,null,null,null,200.0016000128,139676.040078677,0,100.0004000016,null,null,null,null,200.0016000128,139676.040078677,0,100.0004000016,null,null,null,null,200.0016000128,139676.040078677,0,100.0004000016,null,null,null,null,200.0016000128,139676.040078677,0,100.0004000016,null,null,null,null,null,null,null,null,null,null,null,null,null,null,null,null,"",""]
[200.0016000128,null,null,null,null,null,null,null,null,null,null,null,200.0016000128,150399.38834228599,100.0004000016,100.0004000016,null,null,null,null,200.0016000128,150399.38834228599,100.0004000016,100.0004000016,null,null,null,null,200.0016000128,150399.38834228599,100.0004000016,100.0004000016,null,null,null,null,200.0016000128,150399.38834228599,100.0004000016,100.0004000016,null,null,null,null,200.0016000128,150399.38834228599,100.0004000016,100.0004000016,null,null,null,null,200.0016000128,150399.38834228599,100.0004000016,100.0004000016,null,null,null,null,null,null,null,null,null,null,null,null,null,null,null,null,"",""]
[300.00360004319998,null,null,null,null,null,null,null,null,null,null,null,300.00360004319998,140080.52870594899,100.0004000016,200.0016000128,null,null,null,null,300.00360004319998,140080.52870594899,100.0004000016,200.0016000128,null,null,null,null,300.00360004319998,140080.52870594899,100.0004000016,200.0016000128,null,null,null,null,300.00360004319998,140080.52870594899,100.0004000016,200.0016000128,null,null,null,null,300.00360004319998,140080.52870594899,100.0004000016,200.0016000128,null,null,null,null,300.00360004319998,140080.52870594899,100.0004000016,200.0016000128,null,null,null,null,null,null,null,null,null,null,null,null,null,null,null,null,"",""]
[200.0016000128,null,null,null,null,null,null,null,null,null,null,null,200.0016000128,148476.605881122,0,300.00360004319998,null,null,null,null,200.0016000128,148476.605881122,0,300.00360004319998,null,null,null,null,200.0016000128,148476.605881122,0,300.00360004319998,null,null,null,null,200.0016000128,148476.605881122,0,300.00360004319998,null,null,null,null,200.0016000128,148476.605881122,0,300.00360004319998,null,null,null,null,200.0016000128,148476.605881122,0,300.00360004319998,null,null,null,null,null,null,null,null,null,null,null,null,null,null,null,null,"",""]
[300.00360004319998,null,null,null,null,null,null,null,null,null,null,null,300.00360004319998,142305.448840436,0,0,null,null,null,null,300.00360004319998,142305.448840436,0,0,null,null,null,null,300.00360004319998,142305.448840436,0,0,null,null,null,null,300.00360004319998,142305.448840436,0,0,null,null,null,null,300.00360004319998,142305.448840436,0,0,null,null,null,null,300.00360004319998,142305.448840436,0,0,null,null,null,null,null,null,null,null,null,null,null,null,null,null,null,null,"",""]
[200.0016000128,null,null,null,null,null,null,null,null,null,null,null,200.0016000128,157688.39083374501,0,26427.907870711399,null,null,null,null,200.0016000128,157688.39083374501,0,26427.907870711399,null,null,null,null,200.0016000128,157688.39083374501,0,"",null,null,null,null,200.0016000128,157688.39083374501,0,"",null,null,null,null,200.0016000128,157688.39083374501,0,"",null,null,null,null,200.0016000128,157688.39083374501,0,"",null,null,null,null,null,null,null,null,null,null,null,null,null,null,null,null,"",26427.907870711399]
[300.00360004319998,null,null,null,null,null,null,null,null,null,null,null,300.00360004319998,160524.14403896799,0,100.0004000016,null,null,null,null,300.00360004319998,160524.14403896799,0,100.0004000016,null,null,null,null,300.00360004319998,160524.14403896799,0,100.0004000016,null,null,null,null,300.00360004319998,160524.14403896799,0,100.0004000016,null,null,null,null,300.00360004319998,160524.14403896799,0,100.0004000016,null,null,null,null,300.00360004319998,160524.14403896799,0,100.0004000016,null,null,null,null,null,null,null,null,null,null,null,null,null,null,null,null,"",""]
[100.0004000016,null,null,null,null,null,null,null,null,null,null,null,100.0004000016,160220.28276061901,0,0,null,null,null,null,100.0004000016,160220.28276061901,0,0,null,null,null,null,100.0004000016,160220.28276061901,0,0,null,null,null,null,100.0004000016,160220.28276061901,0,0,null,null,null,null,100.0004000016,160220.28276061901,0,0,null,null,null,null,100.0004000016,160220.28276061901,0,0,null,null,null,null,null,null,null,null,null,null,null,null,null,null,null,null,"",""]
[200.0016000128,null,null,null,null,null,null,null,null,null,null,null,200.0016000128,147667.10121835399,0,200.0016000128,null,null,null,null,200.0016000128,147667.10121835399,0,200.0016000128,null,null,null,null,200.0016000128,147667.10121835399,0,200.0016000128,null,null,null,null,200.0016000128,147667.10121835399,0,200.0016000128,null,null,null,null,200.0016000128,147667.10121835399,0,200.0016000128,null,null,null,null,200.0016000128,147667.10121835399,0,200.0016000128,null,null,null,null,null,null,null,null,null,null,null,null,null,null,null,null,"",""]
[100.0004000016,null,null,null,null,null,null,null,null,null,null,null,100.0004000016,166602.91127262401,0,300.00360004319998,null,null,null,null,100.0004000016,166602.91127262401,0,300.00360004319998,null,null,null,null,100.0004000016,166602.91127262401,0,300.00360004319998,null,null,null,null,100.0004000016,166602.91127262401,0,300.00360004319998,null,null,null,null,100.0004000016,166602.91127262401,0,300.00360004319998,null,null,null,null,100.0004000016,166602.91127262401,0,300.00360004319998,null,null,null,null,null,null,null,null,null,null,null,null,null,null,null,null,"",""]
[0,null,null,null,null,null,null,null,null,null,null,null,0,161233.182231741,100.0004000016,100.0004000016,null,null,null,null,0,161233.182231741,100.0004000016,100.0004000016,null,null,null,null,0,161233.182231741,100.0004000016,100.0004000016,null,null,null,null,0,161233.182231741,100.0004000016,100.0004000016,null,null,null,null,0,161233.182231741,100.0004000016,100.0004000016,null,null,null,null,0,161233.182231741,100.0004000016,100.0004000016,null,null,null,null,null,null,null,null,null,null,null,null,null,null,null,null,"",""]
[100.0004000016,null,null,null,null,null,null,null,null,null,null,null,100.0004000016,158093.45929823001,200.0016000128,100.0004000016,null,null,null,null,100.0004000016,158093.45929823001,200.0016000128,100.0004000016,null,null,null,null,100.0004000016,158093.45929823001,200.0016000128,100.0004000016,null,null,null,null,100.0004000016,158093.45929823001,200.0016000128,100.0004000016,null,null,null,null,100.0004000016,158093.45929823001,200.0016000128,100.0004000016,null,null,null,null,100.0004000016,158093.45929823001,200.0016000128,100.0004000016,null,null,null,null,null,null,null,null,null,null,null,null,null,null,null,null,"",""]
[100.0004000016,null,null,null,null,null,null,null,null,null,null,null,100.0004000016,155460.747419049,400.00640010240102,200.0016000128,null,null,null,null,100.0004000016,155460.747419049,400.00640010240102,200.0016000128,null,null,null,null,100.0004000016,155460.747419049,400.00640010240102,200.0016000128,null,null,null,null,100.0004000016,155460.747419049,400.00640010240102,200.0016000128,null,null,null,null,100.0004000016,155460.747419049,400.00640010240102,200.0016000128,null,null,null,null,100.0004000016,155460.747419049,400.00640010240102,200.0016000128,null,null,null,null,null,null,null,null,null,null,null,null,null,null,null,null,"",""]
[100.0004000016,null,null,null,null,null,null,null,null,null,null,null,100.0004000016,168021.712955692,600.01440034560801,600.01440034560801,null,null,null,null,100.0004000016,168021.712955692,600.01440034560801,600.01440034560801,null,null,null,null,100.0004000016,168021.712955692,600.01440034560801,600.01440034560801,null,null,null,null,100.0004000016,168021.712955692,600.01440034560801,600.01440034560801,null,null,null,null,100.0004000016,168021.712955692,600.01440034560801,600.01440034560801,null,null,null,null,100.0004000016,168021.712955692,600.01440034560801,600.01440034560801,null,null,null,null,null,null,null,null,null,null,null,null,null,null,null,null,"",""]
[0,null,null,null,null,null,null,null,null,null,null,null,0,170352.94875718799,100.0004000016,0,null,null,null,null,0,170352.94875718799,100.0004000016,0,null,null,null,null,0,170352.94875718799,100.0004000016,0,null,null,null,null,0,170352.94875718799,100.0004000016,0,null,null,null,null,0,170352.94875718799,100.0004000016,0,null,null,null,null,0,170352.94875718799,100.0004000016,0,null,null,null,null,null,null,null,null,null,null,null,null,null,null,null,null,"",""]
[100.0004000016,null,null,null,null,null,null,null,null,null,null,null,100.0004000016,164069.734670048,500.01000020000401,100.0004000016,null,null,null,null,100.0004000016,164069.734670048,500.01000020000401,100.0004000016,null,null,null,null,100.0004000016,164069.734670048,500.01000020000401,100.0004000016,null,null,null,null,100.0004000016,164069.734670048,500.01000020000401,100.0004000016,null,null,null,null,100.0004000016,164069.734670048,500.01000020000401,100.0004000016,null,null,null,null,100.0004000016,164069.734670048,500.01000020000401,100.0004000016,null,null,null,null,null,null,null,null,null,null,null,null,null,null,null,null,"",""]
[300.00360004319998,null,null,null,null,null,null,null,null,null,null,null,300.00360004319998,160118.997298809,300.00360004319998,200.0016000128,null,null,null,null,300.00360004319998,160118.997298809,300.00360004319998,200.0016000128,null,null,null,null,300.00360004319998,160118.997298809,300.00360004319998,200.0016000128,null,null,null,null,300.00360004319998,160118.997298809,300.00360004319998,200.0016000128,null,null,null,null,300.00360004319998,160118.997298809,300.00360004319998,200.0016000128,null,null,null,null,300.00360004319998,160118.997298809,300.00360004319998,200.0016000128,null,null,null,null,null,null,null,null,null,null,null,null,null,null,null,null,"",""]
[200.0016000128,null,null,null,null,null,null,null,null,null,null,null,200.0016000128,152626.13538954299,200.0016000128,400.00640010240102,null,null,null,null,200.0016000128,152626.13538954299,200.0016000128,400.00640010240102,null,null,null,null,200.0016000128,152626.13538954299,200.0016000128,400.00640010240102,null,null,null,null,200.0016000128,152626.13538954299,200.0016000128,400.00640010240102,null,null,null,null,200.0016000128,152626.13538954299,200.0016000128,400.00640010240102,null,null,null,null,200.0016000128,152626.13538954299,200.0016000128,400.00640010240102,null,null,null,null,null,null,null,null,null,null,null,null,null,null,null,null,"",""]
[34347.124254477101,null,null,null,null,null,null,null,null,null,null,null,34347.124254477101,161739.66255087699,400.00640010240102,0,null,null,null,null,34347.124254477101,161739.66255087699,400.00640010240102,0,null,null,null,null,34347.124254477101,161739.66255087699,400.00640010240102,0,null,null,null,null,34347.124254477101,161739.66255087699,400.00640010240102,0,null,null,null,null,"",161739.66255087699,400.00640010240102,0,null,null,null,null,"",161739.66255087699,400.00640010240102,0,null,null,null,null,null,null,null,null,null,null,null,null,null,null,null,null,"",""]
[28933.4470648069,null,null,null,null,null,null,null,null,null,null,null,28933.4470648069,162144.861487424,500.01000020000401,100.0004000016,null,null,null,null,28933.4470648069,162144.861487424,500.01000020000401,100.0004000016,null,null,null,null,28933.4470648069,162144.861487424,500.01000020000401,100.0004000016,null,null,null,null,28933.4470648069,162144.861487424,500.01000020000401,100.0004000016,null,null,null,null,"",162144.861487424,500.01000020000401,100.0004000016,null,null,null,null,"",162144.861487424,500.01000020000401,100.0004000016,null,null,null,null,null,null,null,null,null,null,null,null,null,null,null,null,"",""]
[200.0016000128,null,null,null,null,null,null,null,null,null,null,null,200.0016000128,160321.56903790901,500.01000020000401,400.00640010240102,null,null,null,null,200.0016000128,160321.56903790901,500.01000020000401,400.00640010240102,null,null,null,null,200.0016000128,160321.56903790901,500.01000020000401,400.00640010240102,null,null,null,null,200.0016000128,160321.56903790901,500.01000020000401,400.00640010240102,null,null,null,null,200.0016000128,160321.56903790901,500.01000020000401,400.00640010240102,null,null,null,null,200.0016000128,160321.56903790901,500.01000020000401,400.00640010240102,null,null,null,null,null,null,null,null,null,null,null,null,null,null,null,null,"",""]
[100.0004000016,null,null,null,null,null,null,null,null,null,null,null,100.0004000016,157688.39083374501,200.0016000128,200.0016000128,null,null,null,null,100.0004000016,157688.39083374501,200.0016000128,200.0016000128,null,null,null,null,100.0004000016,157688.39083374501,200.0016000128,200.0016000128,null,null,null,null,100.0004000016,157688.39083374501,200.0016000128,200.0016000128,null,null,null,null,100.0004000016,157688.39083374501,200.0016000128,200.0016000128,null,null,null,null,100.0004000016,157688.39083374501,200.0016000128,200.0016000128,null,null,null,null,null,null,null,null,null,null,null,null,null,null,null,null,"",""]
[300.00360004319998,null,null,null,null,null,null,null,null,null,null,null,300.00360004319998,154650.79307583001,800.02560081922604,100.0004000016,null,null,null,null,300.00360004319998,154650.79307583001,800.02560081922604,100.0004000016,null,null,null,null,300.00360004319998,154650.79307583001,800.02560081922604,100.0004000016,null,null,null,null,300.00360004319998,154650.79307583001,800.02560081922604,100.0004000016,null,null,null,null,300.00360004319998,154650.79307583001,800.02560081922604,100.0004000016,null,null,null,null,300.00360004319998,154650.79307583001,800.02560081922604,100.0004000016,null,null,null,null,null,null,null,null,null,null,null,null,null,null,null,null,"",""]
[0,null,null,null,null,null,null,null,null,null,null,null,0,141496.341409452,700.01960054881499,200.0016000128,null,null,null,null,0,141496.341409452,700.01960054881499,200.0016000128,null,null,null,null,0,141496.341409452,700.01960054881499,200.0016000128,null,null,null,null,0,141496.341409452,700.01960054881499,200.0016000128,null,null,null,null,0,141496.341409452,700.01960054881499,200.0016000128,null,null,null,null,0,141496.341409452,700.01960054881499,200.0016000128,null,null,null,null,null,null,null,null,null,null,null,null,null,null,null,null,"",""]
[0,null,null,null,null,null,null,null,null,null,null,null,0,143620.35949342599,400.00640010240102,200.0016000128,null,null,null,null,0,143620.35949342599,400.00640010240102,200.0016000128,null,null,null,null,0,143620.35949342599,400.00640010240102,200.0016000128,null,null,null,null,0,143620.35949342599,400.00640010240102,200.0016000128,null,null,null,null,0,143620.35949342599,400.00640010240102,200.0016000128,null,null,null,null,0,143620.35949342599,400.00640010240102,200.0016000128,null,null,null,null,null,null,null,null,null,null,null,null,null,null,null,null,"",""]
[200.0016000128,null,null,null,null,null,null,null,null,null,null,null,200.0016000128,145947.07683394401,300.00360004319998,200.0016000128,null,null,null,null,200.0016000128,145947.07683394401,300.00360004319998,200.0016000128,null,null,null,null,200.0016000128,145947.07683394401,300.00360004319998,200.0016000128,null,null,null,null,200.0016000128,145947.07683394401,300.00360004319998,200.0016000128,null,null,null,null,200.0016000128,145947.07683394401,300.00360004319998,200.0016000128,null,null,null,null,200.0016000128,145947.07683394401,300.00360004319998,200.0016000128,null,null,null,null,null,null,null,null,null,null,null,null,null,null,null,null,"",""]
[100.0004000016,null,null,null,null,null,null,null,null,null,null,null,100.0004000016,144227.28772237501,800.02560081922604,600.01440034560801,null,null,null,null,100.0004000016,144227.28772237501,800.02560081922604,600.01440034560801,null,null,null,null,100.0004000016,144227.28772237501,800.02560081922604,600.01440034560801,null,null,null,null,100.0004000016,144227.28772237501,800.02560081922604,600.01440034560801,null,null,null,null,100.0004000016,144227.28772237501,800.02560081922604,600.01440034560801,null,null,null,null,100.0004000016,144227.28772237501,800.02560081922604,600.01440034560801,null,null,null,null,null,null,null,null,null,null,null,null,null,null,null,null,"",""]
[100.0004000016,null,null,null,null,null,null,null,null,null,null,null,100.0004000016,138765.98825516799,700.01960054881499,300.00360004319998,null,null,null,null,100.0004000016,138765.98825516799,700.01960054881499,300.00360004319998,null,null,null,null,100.0004000016,138765.98825516799,700.01960054881499,300.00360004319998,null,null,null,null,100.0004000016,138765.98825516799,700.01960054881499,300.00360004319998,null,null,null,null,100.0004000016,138765.98825516799,700.01960054881499,300.00360004319998,null,null,null,null,100.0004000016,138765.98825516799,700.01960054881499,300.00360004319998,null,null,null,null,null,null,null,null,null,null,null,null,null,null,null,null,"",""]
[200.0016000128,null,null,null,null,null,null,null,null,null,null,null,200.0016000128,136238.41219409101,600.01440034560801,200.0016000128,null,null,null,null,200.0016000128,136238.41219409101,600.01440034560801,200.0016000128,null,null,null,null,200.0016000128,136238.41219409101,600.01440034560801,200.0016000128,null,null,null,null,200.0016000128,136238.41219409101,600.01440034560801,200.0016000128,null,null,null,null,200.0016000128,136238.41219409101,600.01440034560801,200.0016000128,null,null,null,null,200.0016000128,136238.41219409101,600.01440034560801,200.0016000128,null,null,null,null,null,null,null,null,null,null,null,null,null,null,null,null,"",""]
[300.00360004319998,null,null,null,null,null,null,null,null,null,null,null,300.00360004319998,146554.11739618401,800.02560081922604,100.0004000016,null,null,null,null,300.00360004319998,146554.11739618401,800.02560081922604,100.0004000016,null,null,null,null,300.00360004319998,146554.11739618401,800.02560081922604,100.0004000016,null,null,null,null,300.00360004319998,146554.11739618401,800.02560081922604,100.0004000016,null,null,null,null,300.00360004319998,146554.11739618401,800.02560081922604,100.0004000016,null,null,null,null,300.00360004319998,146554.11739618401,800.02560081922604,100.0004000016,null,null,null,null,null,null,null,null,null,null,null,null,null,null,null,null,"",""]
[200.0016000128,null,null,null,null,null,null,null,null,null,null,null,200.0016000128,146351.76728560199,600.01440034560801,300.00360004319998,null,null,null,null,200.0016000128,146351.76728560199,600.01440034560801,300.00360004319998,null,null,null,null,200.0016000128,146351.76728560199,600.01440034560801,300.00360004319998,null,null,null,null,200.0016000128,146351.76728560199,600.01440034560801,300.00360004319998,null,null,null,null,200.0016000128,146351.76728560199,600.01440034560801,300.00360004319998,null,null,null,null,200.0016000128,146351.76728560199,600.01440034560801,300.00360004319998,null,null,null,null,null,null,null,null,null,null,null,null,null,null,null,null,"",""]
[200.0016000128,null,null,null,null,null,null,null,null,null,null,null,200.0016000128,152929.81326464901,800.02560081922604,300.00360004319998,null,null,null,null,200.0016000128,152929.81326464901,800.02560081922604,300.00360004319998,null,null,null,null,200.0016000128,152929.81326464901,800.02560081922604,300.00360004319998,null,null,null,null,200.0016000128,152929.81326464901,800.02560081922604,300.00360004319998,null,null,null,null,200.0016000128,152929.81326464901,800.02560081922604,300.00360004319998,null,null,null,null,200.0016000128,152929.81326464901,800.02560081922604,300.00360004319998,null,null,null,null,null,null,null,null,null,null,null,null,null,null,null,null,"",""]
[300.00360004319998,null,null,null,null,null,null,null,null,null,null,null,300.00360004319998,153132.26925522499,500.01000020000401,200.0016000128,null,null,null,null,300.00360004319998,153132.26925522499,500.01000020000401,200.0016000128,null,null,null,null,300.00360004319998,153132.26925522499,500.01000020000401,200.0016000128,null,null,null,null,300.00360004319998,153132.26925522499,500.01000020000401,200.0016000128,null,null,null,null,300.00360004319998,153132.26925522499,500.01000020000401,200.0016000128,null,null,null,null,300.00360004319998,153132.26925522499,500.01000020000401,200.0016000128,null,null,null,null,null,null,null,null,null,null,null,null,null,null,null,null,"",""]
[100.0004000016,null,null,null,null,null,null,null,null,null,null,null,100.0004000016,147970.65935967199,300.00360004319998,100.0004000016,null,null,null,null,100.0004000016,147970.65935967199,300.00360004319998,100.0004000016,null,null,null,null,100.0004000016,147970.65935967199,300.00360004319998,100.0004000016,null,null,null,null,100.0004000016,147970.65935967199,300.00360004319998,100.0004000016,null,null,null,null,100.0004000016,147970.65935967199,300.00360004319998,100.0004000016,null,null,null,null,100.0004000016,147970.65935967199,300.00360004319998,100.0004000016,null,null,null,null,null,null,null,null,null,null,null,null,null,null,null,null,"",""]
[0,null,null,null,null,null,null,null,null,null,null,null,0,155258.253943338,300.00360004319998,0,null,null,null,null,0,155258.253943338,300.00360004319998,0,null,null,null,null,0,155258.253943338,300.00360004319998,0,null,null,null,null,0,155258.253943338,300.00360004319998,0,null,null,null,null,0,155258.253943338,300.00360004319998,0,null,null,null,null,0,155258.253943338,300.00360004319998,0,null,null,null,null,null,null,null,null,null,null,null,null,null,null,null,null,"",""]
[400.00640010240102,null,null,null,null,null,null,null,null,null,null,null,400.00640010240102,150095.77156469799,300.00360004319998,500.01000020000401,null,null,null,null,400.00640010240102,150095.77156469799,300.00360004319998,500.01000020000401,null,null,null,null,400.00640010240102,150095.77156469799,300.00360004319998,500.01000020000401,null,null,null,null,400.00640010240102,150095.77156469799,300.00360004319998,500.01000020000401,null,null,null,null,400.00640010240102,150095.77156469799,300.00360004319998,500.01000020000401,null,null,null,null,400.00640010240102,150095.77156469799,300.00360004319998,500.01000020000401,null,null,null,null,null,null,null,null,null,null,null,null,null,null,null,null,"",""]
[100.0004000016,null,null,null,null,null,null,null,null,null,null,null,100.0004000016,144733.08362937,100.0004000016,0,null,null,null,null,100.0004000016,144733.08362937,100.0004000016,0,null,null,null,null,100.0004000016,144733.08362937,100.0004000016,0,null,null,null,null,100.0004000016,144733.08362937,100.0004000016,0,null,null,null,null,100.0004000016,144733.08362937,100.0004000016,0,null,null,null,null,100.0004000016,144733.08362937,100.0004000016,0,null,null,null,null,null,null,null,null,null,null,null,null,null,null,null,null,"",""]
[1100.04840212969,null,null,null,null,null,null,null,null,null,null,null,1100.04840212969,152626.13538954299,300.00360004319998,200.0016000128,null,null,null,null,1100.04840212969,152626.13538954299,300.00360004319998,200.0016000128,null,null,null,null,1100.04840212969,152626.13538954299,300.00360004319998,200.0016000128,null,null,null,null,1100.04840212969,152626.13538954299,300.00360004319998,200.0016000128,null,null,null,null,1100.04840212969,152626.13538954299,300.00360004319998,200.0016000128,null,null,null,null,1100.04840212969,152626.13538954299,300.00360004319998,200.0016000128,null,null,null,null,null,null,null,null,null,null,null,null,null,null,null,null,"",""]
[56527.526098879003,null,null,null,null,null,null,null,null,null,null,null,56527.526098879003,158498.54080708401,100.0004000016,0,null,null,null,null,56527.526098879003,158498.54080708401,100.0004000016,0,null,null,null,null,56527.526098879003,158498.54080708401,100.0004000016,0,null,null,null,null,"",158498.54080708401,100.0004000016,0,null,null,null,null,"",158498.54080708401,100.0004000016,0,null,null,null,null,"",158498.54080708401,100.0004000016,0,null,null,null,null,null,null,null,null,null,null,null,null,null,null,null,null,"",""]
[300.00360004319998,null,null,null,null,null,null,null,null,null,null,null,300.00360004319998,156574.51981130501,200.0016000128,200.0016000128,null,null,null,null,300.00360004319998,156574.51981130501,200.0016000128,200.0016000128,null,null,null,null,300.00360004319998,156574.51981130501,200.0016000128,200.0016000128,null,null,null,null,300.00360004319998,156574.51981130501,200.0016000128,200.0016000128,null,null,null,null,300.00360004319998,156574.51981130501,200.0016000128,200.0016000128,null,null,null,null,300.00360004319998,156574.51981130501,200.0016000128,200.0016000128,null,null,null,null,null,null,null,null,null,null,null,null,null,null,null,null,"",""]
[300.00360004319998,null,null,null,null,null,null,null,null,null,null,null,300.00360004319998,157080.812593835,200.0016000128,300.00360004319998,null,null,null,null,300.00360004319998,157080.812593835,200.0016000128,300.00360004319998,null,null,null,null,300.00360004319998,157080.812593835,200.0016000128,300.00360004319998,null,null,null,null,300.00360004319998,157080.812593835,200.0016000128,300.00360004319998,null,null,null,null,300.00360004319998,157080.812593835,200.0016000128,300.00360004319998,null,null,null,null,300.00360004319998,157080.812593835,200.0016000128,300.00360004319998,null,null,null,null,null,null,null,null,null,null,null,null,null,null,null,null,"",""]
[100.0004000016,null,null,null,null,null,null,null,null,null,null,null,100.0004000016,147970.65935967199,300.00360004319998,100.0004000016,null,null,null,null,100.0004000016,147970.65935967199,300.00360004319998,100.0004000016,null,null,null,null,100.0004000016,147970.65935967199,300.00360004319998,100.0004000016,null,null,null,null,100.0004000016,147970.65935967199,300.00360004319998,100.0004000016,null,null,null,null,100.0004000016,147970.65935967199,300.00360004319998,100.0004000016,null,null,null,null,100.0004000016,147970.65935967199,300.00360004319998,100.0004000016,null,null,null,null,null,null,null,null,null,null,null,null,null,null,null,null,"",""]
[200.0016000128,null,null,null,null,null,null,null,null,null,null,null,200.0016000128,148881.377756317,200.0016000128,100.0004000016,null,null,null,null,200.0016000128,148881.377756317,200.0016000128,100.0004000016,null,null,null,null,200.0016000128,148881.377756317,200.0016000128,100.0004000016,null,null,null,null,200.0016000128,148881.377756317,200.0016000128,100.0004000016,null,null,null,null,200.0016000128,148881.377756317,200.0016000128,100.0004000016,null,null,null,null,200.0016000128,148881.377756317,200.0016000128,100.0004000016,null,null,null,null,null,null,null,null,null,null,null,null,null,null,null,null,"",""]
[0,null,null,null,null,null,null,null,null,null,null,null,0,150298.181935245,200.0016000128,100.0004000016,null,null,null,null,0,150298.181935245,200.0016000128,100.0004000016,null,null,null,null,0,150298.181935245,200.0016000128,100.0004000016,null,null,null,null,0,150298.181935245,200.0016000128,100.0004000016,null,null,null,null,0,150298.181935245,200.0016000128,100.0004000016,null,null,null,null,0,150298.181935245,200.0016000128,100.0004000016,null,null,null,null,null,null,null,null,null,null,null,null,null,null,null,null,"",""]
[300.00360004319998,null,null,null,null,null,null,null,null,null,null,null,300.00360004319998,151512.71258058501,500.01000020000401,0,null,null,null,null,300.00360004319998,151512.71258058501,500.01000020000401,0,null,null,null,null,300.00360004319998,151512.71258058501,500.01000020000401,0,null,null,null,null,300.00360004319998,151512.71258058501,500.01000020000401,0,null,null,null,null,300.00360004319998,151512.71258058501,500.01000020000401,0,null,null,null,null,300.00360004319998,151512.71258058501,500.01000020000401,0,null,null,null,null,null,null,null,null,null,null,null,null,null,null,null,null,"",""]
[2800.3136351271301,null,null,null,null,null,null,null,null,null,null,null,2800.3136351271301,142912.313590448,600.01440034560801,200.0016000128,null,null,null,null,2800.3136351271301,142912.313590448,600.01440034560801,200.0016000128,null,null,null,null,2800.3136351271301,142912.313590448,600.01440034560801,200.0016000128,null,null,null,null,2800.3136351271301,142912.313590448,600.01440034560801,200.0016000128,null,null,null,null,2800.3136351271301,142912.313590448,600.01440034560801,200.0016000128,null,null,null,null,2800.3136351271301,142912.313590448,600.01440034560801,200.0016000128,null,null,null,null,null,null,null,null,null,null,null,null,null,null,null,null,"",""]
[100.0004000016,null,null,null,null,null,null,null,null,null,null,null,100.0004000016,152929.81326464901,200.0016000128,200.0016000128,null,null,null,null,100.0004000016,152929.81326464901,200.0016000128,200.0016000128,null,null,null,null,100.0004000016,152929.81326464901,200.0016000128,200.0016000128,null,null,null,null,100.0004000016,152929.81326464901,200.0016000128,200.0016000128,null,null,null,null,100.0004000016,152929.81326464901,200.0016000128,200.0016000128,null,null,null,null,100.0004000016,152929.81326464901,200.0016000128,200.0016000128,null,null,null,null,null,null,null,null,null,null,null,null,null,null,null,null,"",""]
[200.0016000128,null,null,null,null,null,null,null,null,null,null,null,200.0016000128,150601.80359995601,300.00360004319998,200.0016000128,null,null,null,null,200.0016000128,150601.80359995601,300.00360004319998,200.0016000128,null,null,null,null,200.0016000128,150601.80359995601,300.00360004319998,200.0016000128,null,null,null,null,200.0016000128,150601.80359995601,300.00360004319998,200.0016000128,null,null,null,null,200.0016000128,150601.80359995601,300.00360004319998,200.0016000128,null,null,null,null,200.0016000128,150601.80359995601,300.00360004319998,200.0016000128,null,null,null,null,null,null,null,null,null,null,null,null,null,null,null,null,"",""]
[300.00360004319998,null,null,null,null,null,null,null,null,null,null,null,300.00360004319998,152727.36053315701,200.0016000128,200.0016000128,null,null,null,null,300.00360004319998,152727.36053315701,200.0016000128,200.0016000128,null,null,null,null,300.00360004319998,152727.36053315701,200.0016000128,200.0016000128,null,null,null,null,300.00360004319998,152727.36053315701,200.0016000128,200.0016000128,null,null,null,null,300.00360004319998,152727.36053315701,200.0016000128,200.0016000128,null,null,null,null,300.00360004319998,152727.36053315701,200.0016000128,200.0016000128,null,null,null,null,null,null,null,null,null,null,null,null,null,null,null,null,"",""]
[100.0004000016,null,null,null,null,null,null,null,null,null,null,null,100.0004000016,152018.801637094,100.0004000016,0,null,null,null,null,100.0004000016,152018.801637094,100.0004000016,0,null,null,null,null,100.0004000016,152018.801637094,100.0004000016,0,null,null,null,null,100.0004000016,152018.801637094,100.0004000016,0,null,null,null,null,100.0004000016,152018.801637094,100.0004000016,0,null,null,null,null,100.0004000016,152018.801637094,100.0004000016,0,null,null,null,null,null,null,null,null,null,null,null,null,null,null,null,null,"",""]
[200.0016000128,null,null,null,null,null,null,null,null,null,null,null,200.0016000128,134115.64106069901,300.00360004319998,300.00360004319998,null,null,null,null,200.0016000128,134115.64106069901,300.00360004319998,300.00360004319998,null,null,null,null,200.0016000128,134115.64106069901,300.00360004319998,300.00360004319998,null,null,null,null,200.0016000128,134115.64106069901,300.00360004319998,300.00360004319998,null,null,null,null,200.0016000128,134115.64106069901,300.00360004319998,300.00360004319998,null,null,null,null,200.0016000128,134115.64106069901,300.00360004319998,300.00360004319998,null,null,null,null,null,null,null,null,null,null,null,null,null,null,null,null,"",""]
[0,null,null,null,null,null,null,null,null,null,null,null,0,151107.855998841,200.0016000128,200.0016000128,null,null,null,null,0,151107.855998841,200.0016000128,200.0016000128,null,null,null,null,0,151107.855998841,200.0016000128,200.0016000128,null,null,null,null,0,151107.855998841,200.0016000128,200.0016000128,null,null,null,null,0,151107.855998841,200.0016000128,200.0016000128,null,null,null,null,0,151107.855998841,200.0016000128,200.0016000128,null,null,null,null,null,null,null,null,null,null,null,null,null,null,null,null,"",""]
[0,null,null,null,null,null,null,null,null,null,null,null,0,153840.890888675,200.0016000128,0,null,null,null,null,0,153840.890888675,200.0016000128,0,null,null,null,null,0,153840.890888675,200.0016000128,0,null,null,null,null,0,153840.890888675,200.0016000128,0,null,null,null,null,0,153840.890888675,200.0016000128,0,null,null,null,null,0,153840.890888675,200.0016000128,0,null,null,null,null,null,null,null,null,null,null,null,null,null,null,null,null,"",""]
[0,null,null,null,null,null,null,null,null,null,null,null,0,154347.07364387799,200.0016000128,0,null,null,null,null,{"$f":"IF(M131=\"\",\"\",IF(M131<Q$3+5*Q$7,M131,\"\"))","v":0},{"$f":"IF(N131=\"\",\"\",IF(N131<R$3+5*R$7,N131,\"\"))","v":154347.07364387799},{"$f":"IF(O131=\"\",\"\",IF(O131<S$3+5*S$7,O131,\"\"))","v":200.0016000128},{"$f":"IF(P131=\"\",\"\",IF(P131<T$3+5*T$7,P131,\"\"))","v":0},null,null,null,null,{"$f":"IF(U131=\"\",\"\",IF(U131<Y$3+5*Y$7,U131,\"\"))","v":0},{"$f":"IF(V131=\"\",\"\",IF(V131<Z$3+5*Z$7,V131,\"\"))","v":154347.07364387799},{"$f":"IF(W131=\"\",\"\",IF(W131<AA$3+5*AA$7,W131,\"\"))","v":200.0016000128},{"$f":"IF(X131=\"\",\"\",IF(X131<AB$3+5*AB$7,X131,\"\"))","v":0},null,null,null,null,{"$f":"IF(AC131=\"\",\"\",IF(AC131<AG$3+5*AG$7,AC131,\"\"))","v":0},{"$f":"IF(AD131=\"\",\"\",IF(AD131<AH$3+5*AH$7,AD131,\"\"))","v":154347.07364387799},{"$f":"IF(AE131=\"\",\"\",IF(AE131<AI$3+5*AI$7,AE131,\"\"))","v":200.0016000128},{"$f":"IF(AF131=\"\",\"\",IF(AF131<AJ$3+5*AJ$7,AF131,\"\"))","v":0},null,null,null,null,{"$f":"IF(AK131=\"\",\"\",IF(AK131<AO$3+5*AO$7,AK131,\"\"))","v":0},{"$f":"IF(AL131=\"\",\"\",IF(AL131<AP$3+5*AP$7,AL131,\"\"))","v":154347.07364387799},{"$f":"IF(AM131=\"\",\"\",IF(AM131<AQ$3+5*AQ$7,AM131,\"\"))","v":200.0016000128},{"$f":"IF(AN131=\"\",\"\",IF(AN131<AR$3+5*AR$7,AN131,\"\"))","v":0},null,null,null,null,{"$f":"IF(AS131=\"\",\"\",IF(AS131<AW$3+5*AW$7,AS131,\"\"))","v":0},{"$f":"IF(AT131=\"\",\"\",IF(AT131<AX$3+5*AX$7,AT131,\"\"))","v":154347.07364387799},{"$f":"IF(AU131=\"\",\"\",IF(AU131<AY$3+5*AY$7,AU131,\"\"))","v":200.0016000128},{"$f":"IF(AV131=\"\",\"\",IF(AV131<AZ$3+5*AZ$7,AV131,\"\"))","v":0},null,null,null,null,null,null,null,null,null,null,null,null,null,null,null,null,{"$f":"IF(O131<$BG$3,\"\",O131)","v":""},{"$f":"IF(P131<$BH$3,\"\",P131)","v":""}]
[100.0004000016,null,null,null,null,null,null,null,null,null,null,null,100.0004000016,179783.65529883301,300.00360004319998,200.0016000128,null,null,null,null,100.0004000016,179783.65529883301,300.00360004319998,200.0016000128,null,null,null,null,100.0004000016,179783.65529883301,300.00360004319998,200.0016000128,null,null,null,null,100.0004000016,179783.65529883301,300.00360004319998,200.0016000128,null,null,null,null,100.0004000016,179783.65529883301,300.00360004319998,200.0016000128,null,null,null,null,100.0004000016,179783.65529883301,300.00360004319998,200.0016000128,null,null,null,null,null,null,null,null,null,null,null,null,null,null,null,null,"",""]
[300.00360004319998,null,null,null,null,null,null,null,null,null,null,null,300.00360004319998,158295.99842207099,100.0004000016,100.0004000016,null,null,null,null,300.00360004319998,158295.99842207099,100.0004000016,100.0004000016,null,null,null,null,300.00360004319998,158295.99842207099,100.0004000016,100.0004000016,null,null,null,null,300.00360004319998,158295.99842207099,100.0004000016,100.0004000016,null,null,null,null,300.00360004319998,158295.99842207099,100.0004000016,100.0004000016,null,null,null,null,300.00360004319998,158295.99842207099,100.0004000016,100.0004000016,null,null,null,null,null,null,null,null,null,null,null,null,null,null,null,null,"",""]
[3400.46246289495,null,null,null,null,null,null,null,null,null,null,null,3400.46246289495,173191.557918479,400.00640010240102,0,null,null,null,null,3400.46246289495,173191.557918479,400.00640010240102,0,null,null,null,null,3400.46246289495,173191.557918479,400.00640010240102,0,null,null,null,null,3400.46246289495,173191.557918479,400.00640010240102,0,null,null,null,null,3400.46246289495,173191.557918479,400.00640010240102,0,null,null,null,null,3400.46246289495,173191.557918479,400.00640010240102,0,null,null,null,null,null,null,null,null,null,null,null,null,null,null,null,null,"",""]
[61450.6770601514,null,null,null,null,null,null,null,null,null,null,null,61450.6770601514,168224.411969604,100.0004000016,200.0016000128,null,null,null,null,61450.6770601514,168224.411969604,100.0004000016,200.0016000128,null,null,null,null,61450.6770601514,168224.411969604,100.0004000016,200.0016000128,null,null,null,null,"",168224.411969604,100.0004000016,200.0016000128,null,null,null,null,"",168224.411969604,100.0004000016,200.0016000128,null,null,null,null,"",168224.411969604,100.0004000016,200.0016000128,null,null,null,null,null,null,null,null,null,null,null,null,null,null,null,null,"",""]
[3500.4900686095998,null,null,null,null,null,null,null,null,null,null,null,3500.4900686095998,176740.71985337001,100.0004000016,100.0004000016,null,null,null,null,3500.4900686095998,176740.71985337001,100.0004000016,100.0004000016,null,null,null,null,3500.4900686095998,176740.71985337001,100.0004000016,100.0004000016,null,null,null,null,3500.4900686095998,176740.71985337001,100.0004000016,100.0004000016,null,null,null,null,3500.4900686095998,176740.71985337001,100.0004000016,100.0004000016,null,null,null,null,3500.4900686095998,176740.71985337001,100.0004000016,100.0004000016,null,null,null,null,null,null,null,null,null,null,null,null,null,null,null,null,"",""]
[200.0016000128,null,null,null,null,null,null,null,null,null,null,null,200.0016000128,167616.324722652,200.0016000128,100.0004000016,null,null,null,null,200.0016000128,167616.324722652,200.0016000128,100.0004000016,null,null,null,null,200.0016000128,167616.324722652,200.0016000128,100.0004000016,null,null,null,null,200.0016000128,167616.324722652,200.0016000128,100.0004000016,null,null,null,null,200.0016000128,167616.324722652,200.0016000128,100.0004000016,null,null,null,null,200.0016000128,167616.324722652,200.0016000128,100.0004000016,null,null,null,null,null,null,null,null,null,null,null,null,null,null,null,null,"",""]
[100.0004000016,null,null,null,null,null,null,null,null,null,null,null,100.0004000016,167920.364673098,0,100.0004000016,null,null,null,null,100.0004000016,167920.364673098,0,100.0004000016,null,null,null,null,100.0004000016,167920.364673098,0,100.0004000016,null,null,null,null,100.0004000016,167920.364673098,0,100.0004000016,null,null,null,null,100.0004000016,167920.364673098,0,100.0004000016,null,null,null,null,100.0004000016,167920.364673098,0,100.0004000016,null,null,null,null,null,null,null,null,null,null,null,null,null,null,null,null,"",""]
[100.0004000016,null,null,null,null,null,null,null,null,null,null,null,100.0004000016,160625.432762757,100.0004000016,100.0004000016,null,null,null,null,100.0004000016,160625.432762757,100.0004000016,100.0004000016,null,null,null,null,100.0004000016,160625.432762757,100.0004000016,100.0004000016,null,null,null,null,100.0004000016,160625.432762757,100.0004000016,100.0004000016,null,null,null,null,100.0004000016,160625.432762757,100.0004000016,100.0004000016,null,null,null,null,100.0004000016,160625.432762757,100.0004000016,100.0004000016,null,null,null,null,null,null,null,null,null,null,null,null,null,null,null,null,"",""]
[200.0016000128,null,null,null,null,null,null,null,null,null,null,null,200.0016000128,175523.75159612799,300.00360004319998,300.00360004319998,null,null,null,null,200.0016000128,175523.75159612799,300.00360004319998,300.00360004319998,null,null,null,null,200.0016000128,175523.75159612799,300.00360004319998,300.00360004319998,null,null,null,null,200.0016000128,175523.75159612799,300.00360004319998,300.00360004319998,null,null,null,null,200.0016000128,175523.75159612799,300.00360004319998,300.00360004319998,null,null,null,null,200.0016000128,175523.75159612799,300.00360004319998,300.00360004319998,null,null,null,null,null,null,null,null,null,null,null,null,null,null,null,null,"",""]
[100.0004000016,null,null,null,null,null,null,null,null,null,null,null,100.0004000016,161638.364855833,0,100.0004000016,null,null,null,null,100.0004000016,161638.364855833,0,100.0004000016,null,null,null,null,100.0004000016,161638.364855833,0,100.0004000016,null,null,null,null,100.0004000016,161638.364855833,0,100.0004000016,null,null,null,null,100.0004000016,161638.364855833,0,100.0004000016,null,null,null,null,100.0004000016,161638.364855833,0,100.0004000016,null,null,null,null,null,null,null,null,null,null,null,null,null,null,null,null,"",""]
[0,null,null,null,null,null,null,null,null,null,null,null,0,181508.31191226299,700.01960054881499,100.0004000016,null,null,null,null,0,181508.31191226299,700.01960054881499,100.0004000016,null,null,null,null,0,181508.31191226299,700.01960054881499,100.0004000016,null,null,null,null,0,181508.31191226299,700.01960054881499,100.0004000016,null,null,null,null,0,181508.31191226299,700.01960054881499,100.0004000016,null,null,null,null,0,181508.31191226299,700.01960054881499,100.0004000016,null,null,null,null,null,null,null,null,null,null,null,null,null,null,null,null,"",""]
[300.00360004319998,null,null,null,null,null,null,null,null,null,null,null,300.00360004319998,162550.07347464599,0,500.01000020000401,null,null,null,null,300.00360004319998,162550.07347464599,0,500.01000020000401,null,null,null,null,300.00360004319998,162550.07347464599,0,500.01000020000401,null,null,null,null,300.00360004319998,162550.07347464599,0,500.01000020000401,null,null,null,null,300.00360004319998,162550.07347464599,0,500.01000020000401,null,null,null,null,300.00360004319998,162550.07347464599,0,500.01000020000401,null,null,null,null,null,null,null,null,null,null,null,null,null,null,null,null,"",""]
[0,null,null,null,null,null,null,null,null,null,null,null,0,157182.07359582599,200.0016000128,100.0004000016,null,null,null,null,0,157182.07359582599,200.0016000128,100.0004000016,null,null,null,null,0,157182.07359582599,200.0016000128,100.0004000016,null,null,null,null,0,157182.07359582599,200.0016000128,100.0004000016,null,null,null,null,0,157182.07359582599,200.0016000128,100.0004000016,null,null,null,null,0,157182.07359582599,200.0016000128,100.0004000016,null,null,null,null,null,null,null,null,null,null,null,null,null,null,null,null,"",""]
[100.0004000016,null,null,null,null,null,null,null,null,null,null,null,100.0004000016,167008.26685887499,100.0004000016,100.0004000016,null,null,null,null,100.0004000016,167008.26685887499,100.0004000016,100.0004000016,null,null,null,null,100.0004000016,167008.26685887499,100.0004000016,100.0004000016,null,null,null,null,100.0004000016,167008.26685887499,100.0004000016,100.0004000016,null,null,null,null,100.0004000016,167008.26685887499,100.0004000016,100.0004000016,null,null,null,null,100.0004000016,167008.26685887499,100.0004000016,100.0004000016,null,null,null,null,null,null,null,null,null,null,null,null,null,null,null,null,"",""]
[200.0016000128,null,null,null,null,null,null,null,null,null,null,null,200.0016000128,160321.56903790901,500.01000020000401,100.0004000016,null,null,null,null,200.0016000128,160321.56903790901,500.01000020000401,100.0004000016,null,null,null,null,200.0016000128,160321.56903790901,500.01000020000401,100.0004000016,null,null,null,null,200.0016000128,160321.56903790901,500.01000020000401,100.0004000016,null,null,null,null,200.0016000128,160321.56903790901,500.01000020000401,100.0004000016,null,null,null,null,200.0016000128,160321.56903790901,500.01000020000401,100.0004000016,null,null,null,null,null,null,null,null,null,null,null,null,null,null,null,null,"",""]
[300.00360004319998,null,null,null,null,null,null,null,null,null,null,null,300.00360004319998,165285.59579316899,300.00360004319998,200.0016000128,null,null,null,null,300.00360004319998,165285.59579316899,300.00360004319998,200.0016000128,null,null,null,null,300.00360004319998,165285.59579316899,300.00360004319998,200.0016000128,null,null,null,null,300.00360004319998,165285.59579316899,300.00360004319998,200.0016000128,null,null,null,null,300.00360004319998,165285.59579316899,300.00360004319998,200.0016000128,null,null,null,null,300.00360004319998,165285.59579316899,300.00360004319998,200.0016000128,null,null,null,null,null,null,null,null,null,null,null,null,null,null,null,null,"",""]
[100.0004000016,null,null,null,null,null,null,null,null,null,null,null,100.0004000016,156878.293035368,400.00640010240102,100.0004000016,null,null,null,null,100.0004000016,156878.293035368,400.00640010240102,100.0004000016,null,null,null,null,100.0004000016,156878.293035368,400.00640010240102,100.0004000016,null,null,null,null,100.0004000016,156878.293035368,400.00640010240102,100.0004000016,null,null,null,null,100.0004000016,156878.293035368,400.00640010240102,100.0004000016,null,null,null,null,100.0004000016,156878.293035368,400.00640010240102,100.0004000016,null,null,null,null,null,null,null,null,null,null,null,null,null,null,null,null,"",""]
[0,null,null,null,null,null,null,null,null,null,null,null,0,158397.26920692599,300.00360004319998,100.0004000016,null,null,null,null,0,158397.26920692599,300.00360004319998,100.0004000016,null,null,null,null,0,158397.26920692599,300.00360004319998,100.0004000016,null,null,null,null,0,158397.26920692599,300.00360004319998,100.0004000016,null,null,null,null,0,158397.26920692599,300.00360004319998,100.0004000016,null,null,null,null,0,158397.26920692599,300.00360004319998,100.0004000016,null,null,null,null,null,null,null,null,null,null,null,null,null,null,null,null,"",""]
[100.0004000016,null,null,null,null,null,null,null,null,null,null,null,100.0004000016,165386.922857016,0,300.00360004319998,null,null,null,null,100.0004000016,165386.922857016,0,300.00360004319998,null,null,null,null,100.0004000016,165386.922857016,0,300.00360004319998,null,null,null,null,100.0004000016,165386.922857016,0,300.00360004319998,null,null,null,null,100.0004000016,165386.922857016,0,300.00360004319998,null,null,null,null,100.0004000016,165386.922857016,0,300.00360004319998,null,null,null,null,null,null,null,null,null,null,null,null,null,null,null,null,"",""]
[200.0016000128,null,null,null,null,null,null,null,null,null,null,null,200.0016000128,162448.76925430499,100.0004000016,100.0004000016,null,null,null,null,200.0016000128,162448.76925430499,100.0004000016,100.0004000016,null,null,null,null,200.0016000128,162448.76925430499,100.0004000016,100.0004000016,null,null,null,null,200.0016000128,162448.76925430499,100.0004000016,100.0004000016,null,null,null,null,200.0016000128,162448.76925430499,100.0004000016,100.0004000016,null,null,null,null,200.0016000128,162448.76925430499,100.0004000016,100.0004000016,null,null,null,null,null,null,null,null,null,null,null,null,null,null,null,null,"",""]
[100.0004000016,null,null,null,null,null,null,null,null,null,null,null,100.0004000016,164981.61949742501,300.00360004319998,200.0016000128,null,null,null,null,100.0004000016,164981.61949742501,300.00360004319998,200.0016000128,null,null,null,null,100.0004000016,164981.61949742501,300.00360004319998,200.0016000128,null,null,null,null,100.0004000016,164981.61949742501,300.00360004319998,200.0016000128,null,null,null,null,100.0004000016,164981.61949742501,300.00360004319998,200.0016000128,null,null,null,null,100.0004000016,164981.61949742501,300.00360004319998,200.0016000128,null,null,null,null,null,null,null,null,null,null,null,null,null,null,null,null,"",""]
[500.01000020000401,null,null,null,null,null,null,null,null,null,null,null,500.01000020000401,167312.29211800001,400.00640010240102,300.00360004319998,null,null,null,null,500.01000020000401,167312.29211800001,400.00640010240102,300.00360004319998,null,null,null,null,500.01000020000401,167312.29211800001,400.00640010240102,300.00360004319998,null,null,null,null,500.01000020000401,167312.29211800001,400.00640010240102,300.00360004319998,null,null,null,null,500.01000020000401,167312.29211800001,400.00640010240102,300.00360004319998,null,null,null,null,500.01000020000401,167312.29211800001,400.00640010240102,300.00360004319998,null,null,null,null,null,null,null,null,null,null,null,null,null,null,null,null,"",""]
[3500.4900686095998,null,null,null,null,null,null,null,null,null,null,null,3500.4900686095998,169947.485421566,500.01000020000401,22520.268241417201,null,null,null,null,3500.4900686095998,169947.485421566,500.01000020000401,22520.268241417201,null,null,null,null,3500.4900686095998,169947.485421566,500.01000020000401,"",null,null,null,null,3500.4900686095998,169947.485421566,500.01000020000401,"",null,null,null,null,3500.4900686095998,169947.485421566,500.01000020000401,"",null,null,null,null,3500.4900686095998,169947.485421566,500.01000020000401,"",null,null,null,null,null,null,null,null,null,null,null,null,null,null,null,null,"",22520.268241417201]
[69693.7486211668,null,null,null,null,null,null,null,null,null,null,null,69693.7486211668,163563.16054353199,200.0016000128,200.0016000128,null,null,null,null,"",163563.16054353199,200.0016000128,200.0016000128,null,null,null,null,"",163563.16054353199,200.0016000128,200.0016000128,null,null,null,null,"",163563.16054353199,200.0016000128,200.0016000128,null,null,null,null,"",163563.16054353199,200.0016000128,200.0016000128,null,null,null,null,"",163563.16054353199,200.0016000128,200.0016000128,null,null,null,null,null,null,null,null,null,null,null,null,null,null,null,null,"",""]
[300.00360004319998,null,null,null,null,null,null,null,null,null,null,null,300.00360004319998,182624.39209144699,100.0004000016,200.0016000128,null,null,null,null,300.00360004319998,182624.39209144699,100.0004000016,200.0016000128,null,null,null,null,300.00360004319998,182624.39209144699,100.0004000016,200.0016000128,null,null,null,null,300.00360004319998,182624.39209144699,100.0004000016,200.0016000128,null,null,null,null,300.00360004319998,182624.39209144699,100.0004000016,200.0016000128,null,null,null,null,300.00360004319998,182624.39209144699,100.0004000016,200.0016000128,null,null,null,null,null,null,null,null,null,null,null,null,null,null,null,null,"",""]
[300.00360004319998,null,null,null,null,null,null,null,null,null,null,null,300.00360004319998,180595.22898226001,500.01000020000401,100.0004000016,null,null,null,null,300.00360004319998,180595.22898226001,500.01000020000401,100.0004000016,null,null,null,null,300.00360004319998,180595.22898226001,500.01000020000401,100.0004000016,null,null,null,null,300.00360004319998,180595.22898226001,500.01000020000401,100.0004000016,null,null,null,null,300.00360004319998,180595.22898226001,500.01000020000401,100.0004000016,null,null,null,null,300.00360004319998,180595.22898226001,500.01000020000401,100.0004000016,null,null,null,null,null,null,null,null,null,null,null,null,null,null,null,null,"",""]
[600.01440034560801,null,null,null,null,null,null,null,null,null,null,null,600.01440034560801,175827.98263069199,200.0016000128,0,null,null,null,null,600.01440034560801,175827.98263069199,200.0016000128,0,null,null,null,null,600.01440034560801,175827.98263069199,200.0016000128,0,null,null,null,null,600.01440034560801,175827.98263069199,200.0016000128,0,null,null,null,null,600.01440034560801,175827.98263069199,200.0016000128,0,null,null,null,null,600.01440034560801,175827.98263069199,200.0016000128,0,null,null,null,null,null,null,null,null,null,null,null,null,null,null,null,null,"",""]
[100.0004000016,null,null,null,null,null,null,null,null,null,null,null,100.0004000016,162955.298513171,600.01440034560801,0,null,null,null,null,100.0004000016,162955.298513171,600.01440034560801,0,null,null,null,null,100.0004000016,162955.298513171,600.01440034560801,0,null,null,null,null,100.0004000016,162955.298513171,600.01440034560801,0,null,null,null,null,100.0004000016,162955.298513171,600.01440034560801,0,null,null,null,null,100.0004000016,162955.298513171,600.01440034560801,0,null,null,null,null,null,null,null,null,null,null,null,null,null,null,null,null,"",""]
[100.0004000016,null,null,null,null,null,null,null,null,null,null,null,100.0004000016,168629.81979261001,100.0004000016,400.00640010240102,null,null,null,null,100.0004000016,168629.81979261001,100.0004000016,400.00640010240102,null,null,null,null,100.0004000016,168629.81979261001,100.0004000016,400.00640010240102,null,null,null,null,100.0004000016,168629.81979261001,100.0004000016,400.00640010240102,null,null,null,null,100.0004000016,168629.81979261001,100.0004000016,400.00640010240102,null,null,null,null,100.0004000016,168629.81979261001,100.0004000016,400.00640010240102,null,null,null,null,null,null,null,null,null,null,null,null,null,null,null,null,"",""]
[100.0004000016,null,null,null,null,null,null,null,null,null,null,null,100.0004000016,175016.716211099,100.0004000016,300.00360004319998,null,null,null,null,100.0004000016,175016.716211099,100.0004000016,300.00360004319998,null,null,null,null,100.0004000016,175016.716211099,100.0004000016,300.00360004319998,null,null,null,null,100.0004000016,175016.716211099,100.0004000016,300.00360004319998,null,null,null,null,100.0004000016,175016.716211099,100.0004000016,300.00360004319998,null,null,null,null,100.0004000016,175016.716211099,100.0004000016,300.00360004319998,null,null,null,null,null,null,null,null,null,null,null,null,null,null,null,null,"",""]
[200.0016000128,null,null,null,null,null,null,null,null,null,null,null,200.0016000128,178566.39285815001,300.00360004319998,300.00360004319998,null,null,null,null,200.0016000128,178566.39285815001,300.00360004319998,300.00360004319998,null,null,null,null,200.0016000128,178566.39285815001,300.00360004319998,300.00360004319998,null,null,null,null,200.0016000128,178566.39285815001,300.00360004319998,300.00360004319998,null,null,null,null,200.0016000128,178566.39285815001,300.00360004319998,300.00360004319998,null,null,null,null,200.0016000128,178566.39285815001,300.00360004319998,300.00360004319998,null,null,null,null,null,null,null,null,null,null,null,null,null,null,null,null,"",""]
[200.0016000128,null,null,null,null,null,null,null,null,null,null,null,200.0016000128,169035.240676382,500.01000020000401,100.0004000016,null,null,null,null,200.0016000128,169035.240676382,500.01000020000401,100.0004000016,null,null,null,null,200.0016000128,169035.240676382,500.01000020000401,100.0004000016,null,null,null,null,200.0016000128,169035.240676382,500.01000020000401,100.0004000016,null,null,null,null,200.0016000128,169035.240676382,500.01000020000401,100.0004000016,null,null,null,null,200.0016000128,169035.240676382,500.01000020000401,100.0004000016,null,null,null,null,null,null,null,null,null,null,null,null,null,null,null,null,"",""]
[100.0004000016,null,null,null,null,null,null,null,null,null,null,null,100.0004000016,153334.72850496601,100.0004000016,0,null,null,null,null,100.0004000016,153334.72850496601,100.0004000016,0,null,null,null,null,100.0004000016,153334.72850496601,100.0004000016,0,null,null,null,null,100.0004000016,153334.72850496601,100.0004000016,0,null,null,null,null,100.0004000016,153334.72850496601,100.0004000016,0,null,null,null,null,100.0004000016,153334.72850496601,100.0004000016,0,null,null,null,null,null,null,null,null,null,null,null,null,null,null,null,null,"",""]
[200.0016000128,null,null,null,null,null,null,null,null,null,null,null,200.0016000128,175827.98263069199,700.01960054881499,0,null,null,null,null,200.0016000128,175827.98263069199,700.01960054881499,0,null,null,null,null,200.0016000128,175827.98263069199,700.01960054881499,0,null,null,null,null,200.0016000128,175827.98263069199,700.01960054881499,0,null,null,null,null,200.0016000128,175827.98263069199,700.01960054881499,0,null,null,null,null,200.0016000128,175827.98263069199,700.01960054881499,0,null,null,null,null,null,null,null,null,null,null,null,null,null,null,null,null,"",""]
[100.0004000016,null,null,null,null,null,null,null,null,null,null,null,100.0004000016,164677.65054516701,0,100.0004000016,null,null,null,null,100.0004000016,164677.65054516701,0,100.0004000016,null,null,null,null,100.0004000016,164677.65054516701,0,100.0004000016,null,null,null,null,100.0004000016,164677.65054516701,0,100.0004000016,null,null,null,null,100.0004000016,164677.65054516701,0,100.0004000016,null,null,null,null,100.0004000016,164677.65054516701,0,100.0004000016,null,null,null,null,null,null,null,null,null,null,null,null,null,null,null,null,"",""]
[100.0004000016,null,null,null,null,null,null,null,null,null,null,null,100.0004000016,154347.07364387799,200.0016000128,200.0016000128,null,null,null,null,100.0004000016,154347.07364387799,200.0016000128,200.0016000128,null,null,null,null,100.0004000016,154347.07364387799,200.0016000128,200.0016000128,null,null,null,null,100.0004000016,154347.07364387799,200.0016000128,200.0016000128,null,null,null,null,100.0004000016,154347.07364387799,200.0016000128,200.0016000128,null,null,null,null,100.0004000016,154347.07364387799,200.0016000128,200.0016000128,null,null,null,null,null,null,null,null,null,null,null,null,null,null,null,null,"",""]
[200.0016000128,null,null,null,null,null,null,null,null,null,null,null,200.0016000128,157890.923435481,500.01000020000401,100.0004000016,null,null,null,null,200.0016000128,157890.923435481,500.01000020000401,100.0004000016,null,null,null,null,200.0016000128,157890.923435481,500.01000020000401,100.0004000016,null,null,null,null,200.0016000128,157890.923435481,500.01000020000401,100.0004000016,null,null,null,null,200.0016000128,157890.923435481,500.01000020000401,100.0004000016,null,null,null,null,200.0016000128,157890.923435481,500.01000020000401,100.0004000016,null,null,null,null,null,null,null,null,null,null,null,null,null,null,null,null,"",""]
[200.0016000128,null,null,null,null,null,null,null,null,null,null,null,200.0016000128,168224.411969604,200.0016000128,0,null,null,null,null,200.0016000128,168224.411969604,200.0016000128,0,null,null,null,null,200.0016000128,168224.411969604,200.0016000128,0,null,null,null,null,200.0016000128,168224.411969604,200.0016000128,0,null,null,null,null,200.0016000128,168224.411969604,200.0016000128,0,null,null,null,null,200.0016000128,168224.411969604,200.0016000128,0,null,null,null,null,null,null,null,null,null,null,null,null,null,null,null,null,"",""]
[200.0016000128,null,null,null,null,null,null,null,null,null,null,null,200.0016000128,169947.485421566,300.00360004319998,0,null,null,null,null,200.0016000128,169947.485421566,300.00360004319998,0,null,null,null,null,200.0016000128,169947.485421566,300.00360004319998,0,null,null,null,null,200.0016000128,169947.485421566,300.00360004319998,0,null,null,null,null,200.0016000128,169947.485421566,300.00360004319998,0,null,null,null,null,200.0016000128,169947.485421566,300.00360004319998,0,null,null,null,null,null,null,null,null,null,null,null,null,null,null,null,null,"",""]
[100.0004000016,null,null,null,null,null,null,null,null,null,null,null,100.0004000016,143013.46056368601,200.0016000128,0,null,null,null,null,100.0004000016,143013.46056368601,200.0016000128,0,null,null,null,null,100.0004000016,143013.46056368601,200.0016000128,0,null,null,null,null,100.0004000016,143013.46056368601,200.0016000128,0,null,null,null,null,100.0004000016,143013.46056368601,200.0016000128,0,null,null,null,null,100.0004000016,143013.46056368601,200.0016000128,0,null,null,null,null,null,null,null,null,null,null,null,null,null,null,null,null,"",""]
[100.0004000016,null,null,null,null,null,null,null,null,null,null,null,100.0004000016,143114.60835073201,400.00640010240102,500.01000020000401,null,null,null,null,100.0004000016,143114.60835073201,400.00640010240102,500.01000020000401,null,null,null,null,100.0004000016,143114.60835073201,400.00640010240102,500.01000020000401,null,null,null,null,100.0004000016,143114.60835073201,400.00640010240102,500.01000020000401,null,null,null,null,100.0004000016,143114.60835073201,400.00640010240102,500.01000020000401,null,null,null,null,100.0004000016,143114.60835073201,400.00640010240102,500.01000020000401,null,null,null,null,null,null,null,null,null,null,null,null,null,null,null,null,"",""]
[300.00360004319998,null,null,null,null,null,null,null,null,null,null,null,300.00360004319998,149893.364452134,600.01440034560801,200.0016000128,null,null,null,null,300.00360004319998,149893.364452134,600.01440034560801,200.0016000128,null,null,null,null,300.00360004319998,149893.364452134,600.01440034560801,200.0016000128,null,null,null,null,300.00360004319998,149893.364452134,600.01440034560801,200.0016000128,null,null,null,null,300.00360004319998,149893.364452134,600.01440034560801,200.0016000128,null,null,null,null,300.00360004319998,149893.364452134,600.01440034560801,200.0016000128,null,null,null,null,null,null,null,null,null,null,null,null,null,null,null,null,"",""]
[68989.860094981297,null,null,null,null,null,null,null,null,null,null,null,68989.860094981297,152423.68754653199,700.01960054881499,100.0004000016,null,null,null,null,68989.860094981297,152423.68754653199,700.01960054881499,100.0004000016,null,null,null,null,"",152423.68754653199,700.01960054881499,100.0004000016,null,null,null,null,"",152423.68754653199,700.01960054881499,100.0004000016,null,null,null,null,"",152423.68754653199,700.01960054881499,100.0004000016,null,null,null,null,"",152423.68754653199,700.01960054881499,100.0004000016,null,null,null,null,null,null,null,null,null,null,null,null,null,null,null,null,"",""]
[200.0016000128,null,null,null,null,null,null,null,null,null,null,null,200.0016000128,159004.91103775799,200.0016000128,100.0004000016,null,null,null,null,200.0016000128,159004.91103775799,200.0016000128,100.0004000016,null,null,null,null,200.0016000128,159004.91103775799,200.0016000128,100.0004000016,null,null,null,null,200.0016000128,159004.91103775799,200.0016000128,100.0004000016,null,null,null,null,200.0016000128,159004.91103775799,200.0016000128,100.0004000016,null,null,null,null,200.0016000128,159004.91103775799,200.0016000128,100.0004000016,null,null,null,null,null,null,null,null,null,null,null,null,null,null,null,null,"",""]
[200.0016000128,null,null,null,null,null,null,null,null,null,null,null,200.0016000128,150095.77156469799,200.0016000128,400.00640010240102,null,null,null,null,200.0016000128,150095.77156469799,200.0016000128,400.00640010240102,null,null,null,null,200.0016000128,150095.77156469799,200.0016000128,400.00640010240102,null,null,null,null,200.0016000128,150095.77156469799,200.0016000128,400.00640010240102,null,null,null,null,200.0016000128,150095.77156469799,200.0016000128,400.00640010240102,null,null,null,null,200.0016000128,150095.77156469799,200.0016000128,400.00640010240102,null,null,null,null,null,null,null,null,null,null,null,null,null,null,null,null,"",""]
[200.0016000128,null,null,null,null,null,null,null,null,null,null,null,200.0016000128,167616.324722652,200.0016000128,100.0004000016,null,null,null,null,200.0016000128,167616.324722652,200.0016000128,100.0004000016,null,null,null,null,200.0016000128,167616.324722652,200.0016000128,100.0004000016,null,null,null,null,200.0016000128,167616.324722652,200.0016000128,100.0004000016,null,null,null,null,200.0016000128,167616.324722652,200.0016000128,100.0004000016,null,null,null,null,200.0016000128,167616.324722652,200.0016000128,100.0004000016,null,null,null,null,null,null,null,null,null,null,null,null,null,null,null,null,"",""]
[300.00360004319998,null,null,null,null,null,null,null,null,null,null,null,300.00360004319998,173191.557918479,400.00640010240102,100.0004000016,null,null,null,null,300.00360004319998,173191.557918479,400.00640010240102,100.0004000016,null,null,null,null,300.00360004319998,173191.557918479,400.00640010240102,100.0004000016,null,null,null,null,300.00360004319998,173191.557918479,400.00640010240102,100.0004000016,null,null,null,null,300.00360004319998,173191.557918479,400.00640010240102,100.0004000016,null,null,null,null,300.00360004319998,173191.557918479,400.00640010240102,100.0004000016,null,null,null,null,null,null,null,null,null,null,null,null,null,null,null,null,"",""]
[100.0004000016,null,null,null,null,null,null,null,null,null,null,null,100.0004000016,158498.54080708401,100.0004000016,400.00640010240102,null,null,null,null,100.0004000016,158498.54080708401,100.0004000016,400.00640010240102,null,null,null,null,100.0004000016,158498.54080708401,100.0004000016,400.00640010240102,null,null,null,null,100.0004000016,158498.54080708401,100.0004000016,400.00640010240102,null,null,null,null,100.0004000016,158498.54080708401,100.0004000016,400.00640010240102,null,null,null,null,100.0004000016,158498.54080708401,100.0004000016,400.00640010240102,null,null,null,null,null,null,null,null,null,null,null,null,null,null,null,null,"",""]
[200.0016000128,null,null,null,null,null,null,null,null,null,null,null,200.0016000128,156574.51981130501,400.00640010240102,300.00360004319998,null,null,null,null,200.0016000128,156574.51981130501,400.00640010240102,300.00360004319998,null,null,null,null,200.0016000128,156574.51981130501,400.00640010240102,300.00360004319998,null,null,null,null,200.0016000128,156574.51981130501,400.00640010240102,300.00360004319998,null,null,null,null,200.0016000128,156574.51981130501,400.00640010240102,300.00360004319998,null,null,null,null,200.0016000128,156574.51981130501,400.00640010240102,300.00360004319998,null,null,null,null,null,null,null,null,null,null,null,null,null,null,null,null,"",""]
[0,null,null,null,null,null,null,null,null,null,null,null,0,164981.61949742501,200.0016000128,500.01000020000401,null,null,null,null,0,164981.61949742501,200.0016000128,500.01000020000401,null,null,null,null,0,164981.61949742501,200.0016000128,500.01000020000401,null,null,null,null,0,164981.61949742501,200.0016000128,500.01000020000401,null,null,null,null,0,164981.61949742501,200.0016000128,500.01000020000401,null,null,null,null,0,164981.61949742501,200.0016000128,500.01000020000401,null,null,null,null,null,null,null,null,null,null,null,null,null,null,null,null,"",""]
[100.0004000016,null,null,null,null,null,null,null,null,null,null,null,100.0004000016,177653.52326012301,700.01960054881499,0,null,null,null,null,100.0004000016,177653.52326012301,700.01960054881499,0,null,null,null,null,100.0004000016,177653.52326012301,700.01960054881499,0,null,null,null,null,100.0004000016,177653.52326012301,700.01960054881499,0,null,null,null,null,100.0004000016,177653.52326012301,700.01960054881499,0,null,null,null,null,100.0004000016,177653.52326012301,700.01960054881499,0,null,null,null,null,null,null,null,null,null,null,null,null,null,null,null,null,"",""]
[100.0004000016,null,null,null,null,null,null,null,null,null,null,null,100.0004000016,177552.097390799,500.01000020000401,100.0004000016,null,null,null,null,100.0004000016,177552.097390799,500.01000020000401,100.0004000016,null,null,null,null,100.0004000016,177552.097390799,500.01000020000401,100.0004000016,null,null,null,null,100.0004000016,177552.097390799,500.01000020000401,100.0004000016,null,null,null,null,100.0004000016,177552.097390799,500.01000020000401,100.0004000016,null,null,null,null,100.0004000016,177552.097390799,500.01000020000401,100.0004000016,null,null,null,null,null,null,null,null,null,null,null,null,null,null,null,null,"",""]
[300.00360004319998,null,null,null,null,null,null,null,null,null,null,null,300.00360004319998,189627.515939996,300.00360004319998,400.00640010240102,null,null,null,null,300.00360004319998,189627.515939996,300.00360004319998,400.00640010240102,null,null,null,null,300.00360004319998,189627.515939996,300.00360004319998,400.00640010240102,null,null,null,null,300.00360004319998,189627.515939996,300.00360004319998,400.00640010240102,null,null,null,null,300.00360004319998,189627.515939996,300.00360004319998,400.00640010240102,null,null,null,null,300.00360004319998,189627.515939996,300.00360004319998,400.00640010240102,null,null,null,null,null,null,null,null,null,null,null,null,null,null,null,null,"",""]
[0,null,null,null,null,null,null,null,null,null,null,null,0,181812.687604504,700.01960054881499,100.0004000016,null,null,null,null,0,181812.687604504,700.01960054881499,100.0004000016,null,null,null,null,0,181812.687604504,700.01960054881499,100.0004000016,null,null,null,null,0,181812.687604504,700.01960054881499,100.0004000016,null,null,null,null,0,181812.687604504,700.01960054881499,100.0004000016,null,null,null,null,0,181812.687604504,700.01960054881499,100.0004000016,null,null,null,null,null,null,null,null,null,null,null,null,null,null,null,null,"",""]
[0,null,null,null,null,null,null,null,null,null,null,null,0,181711.22822285601,300.00360004319998,0,null,null,null,null,0,181711.22822285601,300.00360004319998,0,null,null,null,null,0,181711.22822285601,300.00360004319998,0,null,null,null,null,0,181711.22822285601,300.00360004319998,0,null,null,null,null,0,181711.22822285601,300.00360004319998,0,null,null,null,null,0,181711.22822285601,300.00360004319998,0,null,null,null,null,null,null,null,null,null,null,null,null,null,null,null,null,"",""]
[0,null,null,null,null,null,null,null,null,null,null,null,0,170555.68532375299,100.0004000016,100.0004000016,null,null,null,null,0,170555.68532375299,100.0004000016,100.0004000016,null,null,null,null,0,170555.68532375299,100.0004000016,100.0004000016,null,null,null,null,0,170555.68532375299,100.0004000016,100.0004000016,null,null,null,null,0,170555.68532375299,100.0004000016,100.0004000016,null,null,null,null,0,170555.68532375299,100.0004000016,100.0004000016,null,null,null,null,null,null,null,null,null,null,null,null,null,null,null,null,"",""]
[100.0004000016,null,null,null,null,null,null,null,null,null,null,null,100.0004000016,198463.09533888899,700.01960054881499,100.0004000016,null,null,null,null,100.0004000016,198463.09533888899,700.01960054881499,100.0004000016,null,null,null,null,100.0004000016,198463.09533888899,700.01960054881499,100.0004000016,null,null,null,null,100.0004000016,198463.09533888899,700.01960054881499,100.0004000016,null,null,null,null,100.0004000016,198463.09533888899,700.01960054881499,100.0004000016,null,null,null,null,100.0004000016,198463.09533888899,700.01960054881499,100.0004000016,null,null,null,null,null,null,null,null,null,null,null,null,null,null,null,null,"",""]
[300.00360004319998,null,null,null,null,null,null,null,null,null,null,null,300.00360004319998,167413.63550336799,600.01440034560801,200.0016000128,null,null,null,null,300.00360004319998,167413.63550336799,600.01440034560801,200.0016000128,null,null,null,null,300.00360004319998,167413.63550336799,600.01440034560801,200.0016000128,null,null,null,null,300.00360004319998,167413.63550336799,600.01440034560801,200.0016000128,null,null,null,null,300.00360004319998,167413.63550336799,600.01440034560801,200.0016000128,null,null,null,null,300.00360004319998,167413.63550336799,600.01440034560801,200.0016000128,null,null,null,null,null,null,null,null,null,null,null,null,null,null,null,null,"",""]
[100.0004000016,null,null,null,null,null,null,null,null,null,null,null,100.0004000016,171468.04029045801,1200.0576027649299,100.0004000016,null,null,null,null,100.0004000016,171468.04029045801,1200.0576027649299,100.0004000016,null,null,null,null,100.0004000016,171468.04029045801,1200.0576027649299,100.0004000016,null,null,null,null,100.0004000016,171468.04029045801,1200.0576027649299,100.0004000016,null,null,null,null,100.0004000016,171468.04029045801,1200.0576027649299,100.0004000016,null,null,null,null,100.0004000016,171468.04029045801,1200.0576027649299,100.0004000016,null,null,null,null,null,null,null,null,null,null,null,null,null,null,null,null,"",""]
[200.0016000128,null,null,null,null,null,null,null,null,null,null,null,200.0016000128,165994.90237607199,400.00640010240102,300.00360004319998,null,null,null,null,200.0016000128,165994.90237607199,400.00640010240102,300.00360004319998,null,null,null,null,200.0016000128,165994.90237607199,400.00640010240102,300.00360004319998,null,null,null,null,200.0016000128,165994.90237607199,400.00640010240102,300.00360004319998,null,null,null,null,200.0016000128,165994.90237607199,400.00640010240102,300.00360004319998,null,null,null,null,200.0016000128,165994.90237607199,400.00640010240102,300.00360004319998,null,null,null,null,null,null,null,null,null,null,null,null,null,null,null,null,"",""]
[400.00640010240102,null,null,null,null,null,null,null,null,null,null,null,400.00640010240102,175016.716211099,800.02560081922604,100.0004000016,null,null,null,null,400.00640010240102,175016.716211099,800.02560081922604,100.0004000016,null,null,null,null,400.00640010240102,175016.716211099,800.02560081922604,100.0004000016,null,null,null,null,400.00640010240102,175016.716211099,800.02560081922604,100.0004000016,null,null,null,null,400.00640010240102,175016.716211099,800.02560081922604,100.0004000016,null,null,null,null,400.00640010240102,175016.716211099,800.02560081922604,100.0004000016,null,null,null,null,null,null,null,null,null,null,null,null,null,null,null,null,"",""]
[49297.016528528096,null,null,null,null,null,null,null,null,null,null,null,49297.016528528096,164272.37003156601,300.00360004319998,0,null,null,null,null,49297.016528528096,164272.37003156601,300.00360004319998,0,null,null,null,null,49297.016528528096,164272.37003156601,300.00360004319998,0,null,null,null,null,49297.016528528096,164272.37003156601,300.00360004319998,0,null,null,null,null,"",164272.37003156601,300.00360004319998,0,null,null,null,null,"",164272.37003156601,300.00360004319998,0,null,null,null,null,null,null,null,null,null,null,null,null,null,null,null,null,"",""]
[19014.450982746799,null,null,null,null,null,null,null,null,null,null,null,19014.450982746799,168832.52860186101,500.01000020000401,300.00360004319998,null,null,null,null,19014.450982746799,168832.52860186101,500.01000020000401,300.00360004319998,null,null,null,null,19014.450982746799,168832.52860186101,500.01000020000401,300.00360004319998,null,null,null,null,19014.450982746799,168832.52860186101,500.01000020000401,300.00360004319998,null,null,null,null,19014.450982746799,168832.52860186101,500.01000020000401,300.00360004319998,null,null,null,null,"",168832.52860186101,500.01000020000401,300.00360004319998,null,null,null,null,null,null,null,null,null,null,null,null,null,null,null,null,"",""]
[2500.2500250025,null,null,null,null,null,null,null,null,null,null,null,2500.2500250025,173495.73258900299,700.01960054881499,200.0016000128,null,null,null,null,{"$f":"IF(M195=\"\",\"\",IF(M195<Q$3+5*Q$7,M195,\"\"))","v":2500.2500250025},{"$f":"IF(N195=\"\",\"\",IF(N195<R$3+5*R$7,N195,\"\"))","v":173495.73258900299},{"$f":"IF(O195=\"\",\"\",IF(O195<S$3+5*S$7,O195,\"\"))","v":700.01960054881499},{"$f":"IF(P195=\"\",\"\",IF(P195<T$3+5*T$7,P195,\"\"))","v":200.0016000128},null,null,null,null,{"$f":"IF(U195=\"\",\"\",IF(U195<Y$3+5*Y$7,U195,\"\"))","v":2500.2500250025},{"$f":"IF(V195=\"\",\"\",IF(V195<Z$3+5*Z$7,V195,\"\"))","v":173495.73258900299},{"$f":"IF(W195=\"\",\"\",IF(W195<AA$3+5*AA$7,W195,\"\"))","v":700.01960054881499},{"$f":"IF(X195=\"\",\"\",IF(X195<AB$3+5*AB$7,X195,\"\"))","v":200.0016000128},null,null,null,null,{"$f":"IF(AC195=\"\",\"\",IF(AC195<AG$3+5*AG$7,AC195,\"\"))","v":2500.2500250025},{"$f":"IF(AD195=\"\",\"\",IF(AD195<AH$3+5*AH$7,AD195,\"\"))","v":173495.73258900299},{"$f":"IF(AE195=\"\",\"\",IF(AE195<AI$3+5*AI$7,AE195,\"\"))","v":700.01960054881499},{"$f":"IF(AF195=\"\",\"\",IF(AF195<AJ$3+5*AJ$7,AF195,\"\"))","v":200.0016000128},null,null,null,null,{"$f":"IF(AK195=\"\",\"\",IF(AK195<AO$3+5*AO$7,AK195,\"\"))","v":2500.2500250025},{"$f":"IF(AL195=\"\",\"\",IF(AL195<AP$3+5*AP$7,AL195,\"\"))","v":173495.73258900299},{"$f":"IF(AM195=\"\",\"\",IF(AM195<AQ$3+5*AQ$7,AM195,\"\"))","v":700.01960054881499},{"$f":"IF(AN195=\"\",\"\",IF(AN195<AR$3+5*AR$7,AN195,\"\"))","v":200.0016000128},null,null,null,null,{"$f":"IF(AS195=\"\",\"\",IF(AS195<AW$3+5*AW$7,AS195,\"\"))","v":2500.2500250025},{"$f":"IF(AT195=\"\",\"\",IF(AT195<AX$3+5*AX$7,AT195,\"\"))","v":173495.73258900299},{"$f":"IF(AU195=\"\",\"\",IF(AU195<AY$3+5*AY$7,AU195,\"\"))","v":700.01960054881499},{"$f":"IF(AV195=\"\",\"\",IF(AV195<AZ$3+5*AZ$7,AV195,\"\"))","v":200.0016000128},null,null,null,null,null,null,null,null,null,null,null,null,null,null,null,null,{"$f":"IF(O195<$BG$3,\"\",O195)","v":""},{"$f":"IF(P195<$BH$3,\"\",P195)","v":""}]
[100.0004000016,null,null,null,null,null,null,null,null,null,null,null,100.0004000016,158295.99842207099,500.01000020000401,400.00640010240102,null,null,null,null,100.0004000016,158295.99842207099,500.01000020000401,400.00640010240102,null,null,null,null,100.0004000016,158295.99842207099,500.01000020000401,400.00640010240102,null,null,null,null,100.0004000016,158295.99842207099,500.01000020000401,400.00640010240102,null,null,null,null,100.0004000016,158295.99842207099,500.01000020000401,400.00640010240102,null,null,null,null,100.0004000016,158295.99842207099,500.01000020000401,400.00640010240102,null,null,null,null,null,null,null,null,null,null,null,null,null,null,null,null,"",""]
[300.00360004319998,null,null,null,null,null,null,null,null,null,null,null,300.00360004319998,153739.65678225301,500.01000020000401,100.0004000016,null,null,null,null,300.00360004319998,153739.65678225301,500.01000020000401,100.0004000016,null,null,null,null,300.00360004319998,153739.65678225301,500.01000020000401,100.0004000016,null,null,null,null,300.00360004319998,153739.65678225301,500.01000020000401,100.0004000016,null,null,null,null,300.00360004319998,153739.65678225301,500.01000020000401,100.0004000016,null,null,null,null,300.00360004319998,153739.65678225301,500.01000020000401,100.0004000016,null,null,null,null,null,null,null,null,null,null,null,null,null,null,null,null,"",""]
[100.0004000016,null,null,null,null,null,null,null,null,null,null,null,100.0004000016,172583.23062919301,900.03240116644201,0,null,null,null,null,100.0004000016,172583.23062919301,900.03240116644201,0,null,null,null,null,100.0004000016,172583.23062919301,900.03240116644201,0,null,null,null,null,100.0004000016,172583.23062919301,900.03240116644201,0,null,null,null,null,100.0004000016,172583.23062919301,900.03240116644201,0,null,null,null,null,100.0004000016,172583.23062919301,900.03240116644201,0,null,null,null,null,null,null,null,null,null,null,null,null,null,null,null,null,"",""]
[0,null,null,null,null,null,null,null,null,null,null,null,0,155055.76372761701,500.01000020000401,200.0016000128,null,null,null,null,0,155055.76372761701,500.01000020000401,200.0016000128,null,null,null,null,0,155055.76372761701,500.01000020000401,200.0016000128,null,null,null,null,0,155055.76372761701,500.01000020000401,200.0016000128,null,null,null,null,0,155055.76372761701,500.01000020000401,200.0016000128,null,null,null,null,0,155055.76372761701,500.01000020000401,200.0016000128,null,null,null,null,null,null,null,null,null,null,null,null,null,null,null,null,"",""]
[300.00360004319998,null,null,null,null,null,null,null,null,null,null,null,300.00360004319998,159815.14580616,600.01440034560801,0,null,null,null,null,300.00360004319998,159815.14580616,600.01440034560801,0,null,null,null,null,300.00360004319998,159815.14580616,600.01440034560801,0,null,null,null,null,300.00360004319998,159815.14580616,600.01440034560801,0,null,null,null,null,300.00360004319998,159815.14580616,600.01440034560801,0,null,null,null,null,300.00360004319998,159815.14580616,600.01440034560801,0,null,null,null,null,null,null,null,null,null,null,null,null,null,null,null,null,"",""]
[200.0016000128,null,null,null,null,null,null,null,null,null,null,null,200.0016000128,168123.06205452399,500.01000020000401,300.00360004319998,null,null,null,null,200.0016000128,168123.06205452399,500.01000020000401,300.00360004319998,null,null,null,null,200.0016000128,168123.06205452399,500.01000020000401,300.00360004319998,null,null,null,null,200.0016000128,168123.06205452399,500.01000020000401,300.00360004319998,null,null,null,null,200.0016000128,168123.06205452399,500.01000020000401,300.00360004319998,null,null,null,null,200.0016000128,168123.06205452399,500.01000020000401,300.00360004319998,null,null,null,null,null,null,null,null,null,null,null,null,null,null,null,null,"",""]
[300.00360004319998,null,null,null,null,null,null,null,null,null,null,null,300.00360004319998,164475.00865657901,700.01960054881499,100.0004000016,null,null,null,null,300.00360004319998,164475.00865657901,700.01960054881499,100.0004000016,null,null,null,null,300.00360004319998,164475.00865657901,700.01960054881499,100.0004000016,null,null,null,null,300.00360004319998,164475.00865657901,700.01960054881499,100.0004000016,null,null,null,null,300.00360004319998,164475.00865657901,700.01960054881499,100.0004000016,null,null,null,null,300.00360004319998,164475.00865657901,700.01960054881499,100.0004000016,null,null,null,null,null,null,null,null,null,null,null,null,null,null,null,null,"",""]
[200.0016000128,null,null,null,null,null,null,null,null,null,null,null,200.0016000128,161638.364855833,1000.04000160006,500.01000020000401,null,null,null,null,200.0016000128,161638.364855833,1000.04000160006,500.01000020000401,null,null,null,null,200.0016000128,161638.364855833,1000.04000160006,500.01000020000401,null,null,null,null,200.0016000128,161638.364855833,1000.04000160006,500.01000020000401,null,null,null,null,200.0016000128,161638.364855833,1000.04000160006,500.01000020000401,null,null,null,null,200.0016000128,161638.364855833,1000.04000160006,500.01000020000401,null,null,null,null,null,null,null,null,null,null,null,null,null,null,null,null,"",""]
[200.0016000128,null,null,null,null,null,null,null,null,null,null,null,200.0016000128,149589.759891836,600.01440034560801,200.0016000128,null,null,null,null,200.0016000128,149589.759891836,600.01440034560801,200.0016000128,null,null,null,null,200.0016000128,149589.759891836,600.01440034560801,200.0016000128,null,null,null,null,200.0016000128,149589.759891836,600.01440034560801,200.0016000128,null,null,null,null,200.0016000128,149589.759891836,600.01440034560801,200.0016000128,null,null,null,null,200.0016000128,149589.759891836,600.01440034560801,200.0016000128,null,null,null,null,null,null,null,null,null,null,null,null,null,null,null,null,"",""]
[400.00640010240102,null,null,null,null,null,null,null,null,null,null,null,400.00640010240102,156675.776737521,600.01440034560801,100.0004000016,null,null,null,null,400.00640010240102,156675.776737521,600.01440034560801,100.0004000016,null,null,null,null,400.00640010240102,156675.776737521,600.01440034560801,100.0004000016,null,null,null,null,400.00640010240102,156675.776737521,600.01440034560801,100.0004000016,null,null,null,null,400.00640010240102,156675.776737521,600.01440034560801,100.0004000016,null,null,null,null,400.00640010240102,156675.776737521,600.01440034560801,100.0004000016,null,null,null,null,null,null,null,null,null,null,null,null,null,null,null,null,"",""]
[0,null,null,null,null,null,null,null,null,null,null,null,0,161739.66255087699,1000.04000160006,100.0004000016,null,null,null,null,0,161739.66255087699,1000.04000160006,100.0004000016,null,null,null,null,0,161739.66255087699,1000.04000160006,100.0004000016,null,null,null,null,0,161739.66255087699,1000.04000160006,100.0004000016,null,null,null,null,0,161739.66255087699,1000.04000160006,100.0004000016,null,null,null,null,0,161739.66255087699,1000.04000160006,100.0004000016,null,null,null,null,null,null,null,null,null,null,null,null,null,null,null,null,"",""]
[300.00360004319998,null,null,null,null,null,null,null,null,null,null,null,300.00360004319998,157992.19095922299,500.01000020000401,200.0016000128,null,null,null,null,300.00360004319998,157992.19095922299,500.01000020000401,200.0016000128,null,null,null,null,300.00360004319998,157992.19095922299,500.01000020000401,200.0016000128,null,null,null,null,300.00360004319998,157992.19095922299,500.01000020000401,200.0016000128,null,null,null,null,300.00360004319998,157992.19095922299,500.01000020000401,200.0016000128,null,null,null,null,300.00360004319998,157992.19095922299,500.01000020000401,200.0016000128,null,null,null,null,null,null,null,null,null,null,null,null,null,null,null,null,"",""]
[300.00360004319998,null,null,null,null,null,null,null,null,null,null,null,300.00360004319998,160625.432762757,500.01000020000401,0,null,null,null,null,300.00360004319998,160625.432762757,500.01000020000401,0,null,null,null,null,300.00360004319998,160625.432762757,500.01000020000401,0,null,null,null,null,300.00360004319998,160625.432762757,500.01000020000401,0,null,null,null,null,300.00360004319998,160625.432762757,500.01000020000401,0,null,null,null,null,300.00360004319998,160625.432762757,500.01000020000401,0,null,null,null,null,null,null,null,null,null,null,null,null,null,null,null,null,"",""]
[300.00360004319998,null,null,null,null,null,null,null,null,null,null,null,300.00360004319998,163056.60681214201,400.00640010240102,0,null,null,null,null,300.00360004319998,163056.60681214201,400.00640010240102,0,null,null,null,null,300.00360004319998,163056.60681214201,400.00640010240102,0,null,null,null,null,300.00360004319998,163056.60681214201,400.00640010240102,0,null,null,null,null,300.00360004319998,163056.60681214201,400.00640010240102,0,null,null,null,null,300.00360004319998,163056.60681214201,400.00640010240102,0,null,null,null,null,null,null,null,null,null,null,null,null,null,null,null,null,"",""]
[100.0004000016,null,null,null,null,null,null,null,null,null,null,null,100.0004000016,159713.86360617101,200.0016000128,300.00360004319998,null,null,null,null,100.0004000016,159713.86360617101,200.0016000128,300.00360004319998,null,null,null,null,100.0004000016,159713.86360617101,200.0016000128,300.00360004319998,null,null,null,null,100.0004000016,159713.86360617101,200.0016000128,300.00360004319998,null,null,null,null,100.0004000016,159713.86360617101,200.0016000128,300.00360004319998,null,null,null,null,100.0004000016,159713.86360617101,200.0016000128,300.00360004319998,null,null,null,null,null,null,null,null,null,null,null,null,null,null,null,null,"",""]
[100.0004000016,null,null,null,null,null,null,null,null,null,null,null,100.0004000016,170758.42515626,600.01440034560801,0,null,null,null,null,100.0004000016,170758.42515626,600.01440034560801,0,null,null,null,null,100.0004000016,170758.42515626,600.01440034560801,0,null,null,null,null,100.0004000016,170758.42515626,600.01440034560801,0,null,null,null,null,100.0004000016,170758.42515626,600.01440034560801,0,null,null,null,null,100.0004000016,170758.42515626,600.01440034560801,0,null,null,null,null,null,null,null,null,null,null,null,null,null,null,null,null,"",""]
[100.0004000016,null,null,null,null,null,null,null,null,null,null,null,100.0004000016,163563.16054353199,1000.04000160006,400.00640010240102,null,null,null,null,100.0004000016,163563.16054353199,1000.04000160006,400.00640010240102,null,null,null,null,100.0004000016,163563.16054353199,1000.04000160006,400.00640010240102,null,null,null,null,100.0004000016,163563.16054353199,1000.04000160006,400.00640010240102,null,null,null,null,100.0004000016,163563.16054353199,1000.04000160006,400.00640010240102,null,null,null,null,100.0004000016,163563.16054353199,1000.04000160006,400.00640010240102,null,null,null,null,null,null,null,null,null,null,null,null,null,null,null,null,"",""]
[100.0004000016,null,null,null,null,null,null,null,null,null,null,null,100.0004000016,175016.716211099,700.01960054881499,100.0004000016,null,null,null,null,100.0004000016,175016.716211099,700.01960054881499,100.0004000016,null,null,null,null,100.0004000016,175016.716211099,700.01960054881499,100.0004000016,null,null,null,null,100.0004000016,175016.716211099,700.01960054881499,100.0004000016,null,null,null,null,100.0004000016,175016.716211099,700.01960054881499,100.0004000016,null,null,null,null,100.0004000016,175016.716211099,700.01960054881499,100.0004000016,null,null,null,null,null,null,null,null,null,null,null,null,null,null,null,null,"",""]
[61249.694252753703,null,null,null,null,null,null,null,null,null,null,null,61249.694252753703,172583.23062919301,600.01440034560801,600.01440034560801,null,null,null,null,61249.694252753703,172583.23062919301,600.01440034560801,600.01440034560801,null,null,null,null,61249.694252753703,172583.23062919301,600.01440034560801,600.01440034560801,null,null,null,null,"",172583.23062919301,600.01440034560801,600.01440034560801,null,null,null,null,"",172583.23062919301,600.01440034560801,600.01440034560801,null,null,null,null,"",172583.23062919301,600.01440034560801,600.01440034560801,null,null,null,null,null,null,null,null,null,null,null,null,null,null,null,null,"",""]
[200.0016000128,null,null,null,null,null,null,null,null,null,null,null,200.0016000128,175320.93499127901,200.0016000128,500.01000020000401,null,null,null,null,200.0016000128,175320.93499127901,200.0016000128,500.01000020000401,null,null,null,null,200.0016000128,175320.93499127901,200.0016000128,500.01000020000401,null,null,null,null,200.0016000128,175320.93499127901,200.0016000128,500.01000020000401,null,null,null,null,200.0016000128,175320.93499127901,200.0016000128,500.01000020000401,null,null,null,null,200.0016000128,175320.93499127901,200.0016000128,500.01000020000401,null,null,null,null,null,null,null,null,null,null,null,null,null,null,null,null,"",""]
[500.01000020000401,null,null,null,null,null,null,null,null,null,null,null,500.01000020000401,183639.09629014699,900.03240116644201,100.0004000016,null,null,null,null,500.01000020000401,183639.09629014699,900.03240116644201,100.0004000016,null,null,null,null,500.01000020000401,183639.09629014699,900.03240116644201,100.0004000016,null,null,null,null,500.01000020000401,183639.09629014699,900.03240116644201,100.0004000016,null,null,null,null,500.01000020000401,183639.09629014699,900.03240116644201,100.0004000016,null,null,null,null,500.01000020000401,183639.09629014699,900.03240116644201,100.0004000016,null,null,null,null,null,null,null,null,null,null,null,null,null,null,null,null,"",""]
[300.00360004319998,null,null,null,null,null,null,null,null,null,null,null,300.00360004319998,168528.46661243599,600.01440034560801,100.0004000016,null,null,null,null,300.00360004319998,168528.46661243599,600.01440034560801,100.0004000016,null,null,null,null,300.00360004319998,168528.46661243599,600.01440034560801,100.0004000016,null,null,null,null,300.00360004319998,168528.46661243599,600.01440034560801,100.0004000016,null,null,null,null,300.00360004319998,168528.46661243599,600.01440034560801,100.0004000016,null,null,null,null,300.00360004319998,168528.46661243599,600.01440034560801,100.0004000016,null,null,null,null,null,null,null,null,null,null,null,null,null,null,null,null,"",""]
[100.0004000016,null,null,null,null,null,null,null,null,null,null,null,100.0004000016,172684.61646897701,1200.0576027649299,300.00360004319998,null,null,null,null,100.0004000016,172684.61646897701,1200.0576027649299,300.00360004319998,null,null,null,null,100.0004000016,172684.61646897701,1200.0576027649299,300.00360004319998,null,null,null,null,100.0004000016,172684.61646897701,1200.0576027649299,300.00360004319998,null,null,null,null,100.0004000016,172684.61646897701,1200.0576027649299,300.00360004319998,null,null,null,null,100.0004000016,172684.61646897701,1200.0576027649299,300.00360004319998,null,null,null,null,null,null,null,null,null,null,null,null,null,null,null,null,"",""]
[0,null,null,null,null,null,null,null,null,null,null,null,0,176335.050695068,1200.0576027649299,100.0004000016,null,null,null,null,0,176335.050695068,1200.0576027649299,100.0004000016,null,null,null,null,0,176335.050695068,1200.0576027649299,100.0004000016,null,null,null,null,0,176335.050695068,1200.0576027649299,100.0004000016,null,null,null,null,0,176335.050695068,1200.0576027649299,100.0004000016,null,null,null,null,0,176335.050695068,1200.0576027649299,100.0004000016,null,null,null,null,null,null,null,null,null,null,null,null,null,null,null,null,"",""]
[300.00360004319998,null,null,null,null,null,null,null,null,null,null,null,300.00360004319998,177653.52326012301,500.01000020000401,300.00360004319998,null,null,null,null,300.00360004319998,177653.52326012301,500.01000020000401,300.00360004319998,null,null,null,null,300.00360004319998,177653.52326012301,500.01000020000401,300.00360004319998,null,null,null,null,300.00360004319998,177653.52326012301,500.01000020000401,300.00360004319998,null,null,null,null,300.00360004319998,177653.52326012301,500.01000020000401,300.00360004319998,null,null,null,null,300.00360004319998,177653.52326012301,500.01000020000401,300.00360004319998,null,null,null,null,null,null,null,null,null,null,null,null,null,null,null,null,"",""]
[100.0004000016,null,null,null,null,null,null,null,null,null,null,null,100.0004000016,156068.24740691201,600.01440034560801,0,null,null,null,null,100.0004000016,156068.24740691201,600.01440034560801,0,null,null,null,null,100.0004000016,156068.24740691201,600.01440034560801,0,null,null,null,null,100.0004000016,156068.24740691201,600.01440034560801,0,null,null,null,null,100.0004000016,156068.24740691201,600.01440034560801,0,null,null,null,null,100.0004000016,156068.24740691201,600.01440034560801,0,null,null,null,null,null,null,null,null,null,null,null,null,null,null,null,null,"",""]
[100.0004000016,null,null,null,null,null,null,null,null,null,null,null,100.0004000016,132296.40829325499,400.00640010240102,0,null,null,null,null,100.0004000016,132296.40829325499,400.00640010240102,0,null,null,null,null,100.0004000016,132296.40829325499,400.00640010240102,0,null,null,null,null,100.0004000016,132296.40829325499,400.00640010240102,0,null,null,null,null,100.0004000016,132296.40829325499,400.00640010240102,0,null,null,null,null,100.0004000016,132296.40829325499,400.00640010240102,0,null,null,null,null,null,null,null,null,null,null,null,null,null,null,null,null,"",""]
[0,null,null,null,null,null,null,null,null,null,null,null,0,151411.49721322299,500.01000020000401,200.0016000128,null,null,null,null,0,151411.49721322299,500.01000020000401,200.0016000128,null,null,null,null,0,151411.49721322299,500.01000020000401,200.0016000128,null,null,null,null,0,151411.49721322299,500.01000020000401,200.0016000128,null,null,null,null,0,151411.49721322299,500.01000020000401,200.0016000128,null,null,null,null,0,151411.49721322299,500.01000020000401,200.0016000128,null,null,null,null,null,null,null,null,null,null,null,null,null,null,null,null,"",""]
[100.0004000016,null,null,null,null,null,null,null,null,null,null,null,100.0004000016,148577.79762838801,500.01000020000401,200.0016000128,null,null,null,null,100.0004000016,148577.79762838801,500.01000020000401,200.0016000128,null,null,null,null,100.0004000016,148577.79762838801,500.01000020000401,200.0016000128,null,null,null,null,100.0004000016,148577.79762838801,500.01000020000401,200.0016000128,null,null,null,null,100.0004000016,148577.79762838801,500.01000020000401,200.0016000128,null,null,null,null,100.0004000016,148577.79762838801,500.01000020000401,200.0016000128,null,null,null,null,null,null,null,null,null,null,null,null,null,null,null,null,"",""]
[200.0016000128,null,null,null,null,null,null,null,null,null,null,null,200.0016000128,143418.05659481601,700.01960054881499,0,null,null,null,null,200.0016000128,143418.05659481601,700.01960054881499,0,null,null,null,null,200.0016000128,143418.05659481601,700.01960054881499,0,null,null,null,null,200.0016000128,143418.05659481601,700.01960054881499,0,null,null,null,null,200.0016000128,143418.05659481601,700.01960054881499,0,null,null,null,null,200.0016000128,143418.05659481601,700.01960054881499,0,null,null,null,null,null,null,null,null,null,null,null,null,null,null,null,null,"",""]
[200.0016000128,null,null,null,null,null,null,null,null,null,null,null,200.0016000128,165488.25073684499,700.01960054881499,100.0004000016,null,null,null,null,200.0016000128,165488.25073684499,700.01960054881499,100.0004000016,null,null,null,null,200.0016000128,165488.25073684499,700.01960054881499,100.0004000016,null,null,null,null,200.0016000128,165488.25073684499,700.01960054881499,100.0004000016,null,null,null,null,200.0016000128,165488.25073684499,700.01960054881499,100.0004000016,null,null,null,null,200.0016000128,165488.25073684499,700.01960054881499,100.0004000016,null,null,null,null,null,null,null,null,null,null,null,null,null,null,null,null,"",""]
[0,null,null,null,null,null,null,null,null,null,null,null,0,144328.44527588299,900.03240116644201,200.0016000128,null,null,null,null,0,144328.44527588299,900.03240116644201,200.0016000128,null,null,null,null,0,144328.44527588299,900.03240116644201,200.0016000128,null,null,null,null,0,144328.44527588299,900.03240116644201,200.0016000128,null,null,null,null,0,144328.44527588299,900.03240116644201,200.0016000128,null,null,null,null,0,144328.44527588299,900.03240116644201,200.0016000128,null,null,null,null,null,null,null,null,null,null,null,null,null,null,null,null,"",""]
[100.0004000016,null,null,null,null,null,null,null,null,null,null,null,100.0004000016,158093.45929823001,600.01440034560801,300.00360004319998,null,null,null,null,100.0004000016,158093.45929823001,600.01440034560801,300.00360004319998,null,null,null,null,100.0004000016,158093.45929823001,600.01440034560801,300.00360004319998,null,null,null,null,100.0004000016,158093.45929823001,600.01440034560801,300.00360004319998,null,null,null,null,100.0004000016,158093.45929823001,600.01440034560801,300.00360004319998,null,null,null,null,100.0004000016,158093.45929823001,600.01440034560801,300.00360004319998,null,null,null,null,null,null,null,null,null,null,null,null,null,null,null,null,"",""]
[100.0004000016,null,null,null,null,null,null,null,null,null,null,null,100.0004000016,148476.605881122,200.0016000128,200.0016000128,null,null,null,null,100.0004000016,148476.605881122,200.0016000128,200.0016000128,null,null,null,null,100.0004000016,148476.605881122,200.0016000128,200.0016000128,null,null,null,null,100.0004000016,148476.605881122,200.0016000128,200.0016000128,null,null,null,null,100.0004000016,148476.605881122,200.0016000128,200.0016000128,null,null,null,null,100.0004000016,148476.605881122,200.0016000128,200.0016000128,null,null,null,null,null,null,null,null,null,null,null,null,null,null,null,null,"",""]
[200.0016000128,null,null,null,null,null,null,null,null,null,null,null,200.0016000128,161435.77191259101,400.00640010240102,200.0016000128,null,null,null,null,200.0016000128,161435.77191259101,400.00640010240102,200.0016000128,null,null,null,null,200.0016000128,161435.77191259101,400.00640010240102,200.0016000128,null,null,null,null,200.0016000128,161435.77191259101,400.00640010240102,200.0016000128,null,null,null,null,200.0016000128,161435.77191259101,400.00640010240102,200.0016000128,null,null,null,null,200.0016000128,161435.77191259101,400.00640010240102,200.0016000128,null,null,null,null,null,null,null,null,null,null,null,null,null,null,null,null,"",""]
[200.0016000128,null,null,null,null,null,null,null,null,null,null,null,200.0016000128,174002.706708771,700.01960054881499,200.0016000128,null,null,null,null,200.0016000128,174002.706708771,700.01960054881499,200.0016000128,null,null,null,null,200.0016000128,174002.706708771,700.01960054881499,200.0016000128,null,null,null,null,200.0016000128,174002.706708771,700.01960054881499,200.0016000128,null,null,null,null,200.0016000128,174002.706708771,700.01960054881499,200.0016000128,null,null,null,null,200.0016000128,174002.706708771,700.01960054881499,200.0016000128,null,null,null,null,null,null,null,null,null,null,null,null,null,null,null,null,"",""]
[0,null,null,null,null,null,null,null,null,null,null,null,0,169035.240676382,800.02560081922604,100.0004000016,null,null,null,null,0,169035.240676382,800.02560081922604,100.0004000016,null,null,null,null,0,169035.240676382,800.02560081922604,100.0004000016,null,null,null,null,0,169035.240676382,800.02560081922604,100.0004000016,null,null,null,null,0,169035.240676382,800.02560081922604,100.0004000016,null,null,null,null,0,169035.240676382,800.02560081922604,100.0004000016,null,null,null,null,null,null,null,null,null,null,null,null,null,null,null,null,"",""]
[100.0004000016,null,null,null,null,null,null,null,null,null,null,null,100.0004000016,167008.26685887499,1300.0676035153799,300.00360004319998,null,null,null,null,100.0004000016,167008.26685887499,1300.0676035153799,300.00360004319998,null,null,null,null,100.0004000016,167008.26685887499,1300.0676035153799,300.00360004319998,null,null,null,null,100.0004000016,167008.26685887499,1300.0676035153799,300.00360004319998,null,null,null,null,100.0004000016,167008.26685887499,"",300.00360004319998,null,null,null,null,100.0004000016,167008.26685887499,"",300.00360004319998,null,null,null,null,null,null,null,null,null,null,null,null,null,null,null,null,1300.0676035153799,""]
[1100.04840212969,null,null,null,null,null,null,null,null,null,null,null,1100.04840212969,166096.23515200301,600.01440034560801,100.0004000016,null,null,null,null,1100.04840212969,166096.23515200301,600.01440034560801,100.0004000016,null,null,null,null,1100.04840212969,166096.23515200301,600.01440034560801,100.0004000016,null,null,null,null,1100.04840212969,166096.23515200301,600.01440034560801,100.0004000016,null,null,null,null,1100.04840212969,166096.23515200301,600.01440034560801,100.0004000016,null,null,null,null,1100.04840212969,166096.23515200301,600.01440034560801,100.0004000016,null,null,null,null,null,null,null,null,null,null,null,null,null,null,null,null,"",""]
[63460.682447958199,null,null,null,null,null,null,null,null,null,null,null,63460.682447958199,167109.607795763,1100.04840212969,0,null,null,null,null,63460.682447958199,167109.607795763,1100.04840212969,0,null,null,null,null,"",167109.607795763,1100.04840212969,0,null,null,null,null,"",167109.607795763,1100.04840212969,0,null,null,null,null,"",167109.607795763,1100.04840212969,0,null,null,null,null,"",167109.607795763,1100.04840212969,0,null,null,null,null,null,null,null,null,null,null,null,null,null,null,null,null,"",""]
[2200.1936170382901,null,null,null,null,null,null,null,null,null,null,null,2200.1936170382901,167312.29211800001,900.03240116644201,300.00360004319998,null,null,null,null,2200.1936170382901,167312.29211800001,900.03240116644201,300.00360004319998,null,null,null,null,2200.1936170382901,167312.29211800001,900.03240116644201,300.00360004319998,null,null,null,null,2200.1936170382901,167312.29211800001,900.03240116644201,300.00360004319998,null,null,null,null,2200.1936170382901,167312.29211800001,900.03240116644201,300.00360004319998,null,null,null,null,2200.1936170382901,167312.29211800001,900.03240116644201,300.00360004319998,null,null,null,null,null,null,null,null,null,null,null,null,null,null,null,null,"",""]
[300.00360004319998,null,null,null,null,null,null,null,null,null,null,null,300.00360004319998,174205.50207435401,800.02560081922604,100.0004000016,null,null,null,null,300.00360004319998,174205.50207435401,800.02560081922604,100.0004000016,null,null,null,null,300.00360004319998,174205.50207435401,800.02560081922604,100.0004000016,null,null,null,null,300.00360004319998,174205.50207435401,800.02560081922604,100.0004000016,null,null,null,null,300.00360004319998,174205.50207435401,800.02560081922604,100.0004000016,null,null,null,null,300.00360004319998,174205.50207435401,800.02560081922604,100.0004000016,null,null,null,null,null,null,null,null,null,null,null,null,null,null,null,null,"",""]
[200.0016000128,null,null,null,null,null,null,null,null,null,null,null,200.0016000128,167819.01720673399,1200.0576027649299,200.0016000128,null,null,null,null,200.0016000128,167819.01720673399,1200.0576027649299,200.0016000128,null,null,null,null,200.0016000128,167819.01720673399,1200.0576027649299,200.0016000128,null,null,null,null,200.0016000128,167819.01720673399,1200.0576027649299,200.0016000128,null,null,null,null,200.0016000128,167819.01720673399,1200.0576027649299,200.0016000128,null,null,null,null,200.0016000128,167819.01720673399,1200.0576027649299,200.0016000128,null,null,null,null,null,null,null,null,null,null,null,null,null,null,null,null,"",""]
[0,null,null,null,null,null,null,null,null,null,null,null,0,147060.00692047001,800.02560081922604,100.0004000016,null,null,null,null,0,147060.00692047001,800.02560081922604,100.0004000016,null,null,null,null,0,147060.00692047001,800.02560081922604,100.0004000016,null,null,null,null,0,147060.00692047001,800.02560081922604,100.0004000016,null,null,null,null,0,147060.00692047001,800.02560081922604,100.0004000016,null,null,null,null,0,147060.00692047001,800.02560081922604,100.0004000016,null,null,null,null,null,null,null,null,null,null,null,null,null,null,null,null,"",""]
[100.0004000016,null,null,null,null,null,null,null,null,null,null,null,100.0004000016,160828.01265690199,800.02560081922604,400.00640010240102,null,null,null,null,100.0004000016,160828.01265690199,800.02560081922604,400.00640010240102,null,null,null,null,100.0004000016,160828.01265690199,800.02560081922604,400.00640010240102,null,null,null,null,100.0004000016,160828.01265690199,800.02560081922604,400.00640010240102,null,null,null,null,100.0004000016,160828.01265690199,800.02560081922604,400.00640010240102,null,null,null,null,100.0004000016,160828.01265690199,800.02560081922604,400.00640010240102,null,null,null,null,null,null,null,null,null,null,null,null,null,null,null,null,"",""]
[400.00640010240102,null,null,null,null,null,null,null,null,null,null,null,400.00640010240102,159713.86360617101,1100.04840212969,100.0004000016,null,null,null,null,400.00640010240102,159713.86360617101,1100.04840212969,100.0004000016,null,null,null,null,400.00640010240102,159713.86360617101,1100.04840212969,100.0004000016,null,null,null,null,400.00640010240102,159713.86360617101,1100.04840212969,100.0004000016,null,null,null,null,400.00640010240102,159713.86360617101,1100.04840212969,100.0004000016,null,null,null,null,400.00640010240102,159713.86360617101,1100.04840212969,100.0004000016,null,null,null,null,null,null,null,null,null,null,null,null,null,null,null,null,"",""]
[100.0004000016,null,null,null,null,null,null,null,null,null,null,null,100.0004000016,180392.33065682501,700.01960054881499,0,null,null,null,null,100.0004000016,180392.33065682501,700.01960054881499,0,null,null,null,null,100.0004000016,180392.33065682501,700.01960054881499,0,null,null,null,null,100.0004000016,180392.33065682501,700.01960054881499,0,null,null,null,null,100.0004000016,180392.33065682501,700.01960054881499,0,null,null,null,null,100.0004000016,180392.33065682501,700.01960054881499,0,null,null,null,null,null,null,null,null,null,null,null,null,null,null,null,null,"",""]
[200.0016000128,null,null,null,null,null,null,null,null,null,null,null,200.0016000128,159612.582221613,600.01440034560801,200.0016000128,null,null,null,null,200.0016000128,159612.582221613,600.01440034560801,200.0016000128,null,null,null,null,200.0016000128,159612.582221613,600.01440034560801,200.0016000128,null,null,null,null,200.0016000128,159612.582221613,600.01440034560801,200.0016000128,null,null,null,null,200.0016000128,159612.582221613,600.01440034560801,200.0016000128,null,null,null,null,200.0016000128,159612.582221613,600.01440034560801,200.0016000128,null,null,null,null,null,null,null,null,null,null,null,null,null,null,null,null,"",""]
[100.0004000016,null,null,null,null,null,null,null,null,null,null,null,100.0004000016,160524.14403896799,400.00640010240102,200.0016000128,null,null,null,null,100.0004000016,160524.14403896799,400.00640010240102,200.0016000128,null,null,null,null,100.0004000016,160524.14403896799,400.00640010240102,200.0016000128,null,null,null,null,100.0004000016,160524.14403896799,400.00640010240102,200.0016000128,null,null,null,null,100.0004000016,160524.14403896799,400.00640010240102,200.0016000128,null,null,null,null,100.0004000016,160524.14403896799,400.00640010240102,200.0016000128,null,null,null,null,null,null,null,null,null,null,null,null,null,null,null,null,"",""]
[200.0016000128,null,null,null,null,null,null,null,null,null,null,null,200.0016000128,165589.57943266601,500.01000020000401,100.0004000016,null,null,null,null,200.0016000128,165589.57943266601,500.01000020000401,100.0004000016,null,null,null,null,200.0016000128,165589.57943266601,500.01000020000401,100.0004000016,null,null,null,null,200.0016000128,165589.57943266601,500.01000020000401,100.0004000016,null,null,null,null,200.0016000128,165589.57943266601,500.01000020000401,100.0004000016,null,null,null,null,200.0016000128,165589.57943266601,500.01000020000401,100.0004000016,null,null,null,null,null,null,null,null,null,null,null,null,null,null,null,null,"",""]
[100.0004000016,null,null,null,null,null,null,null,null,null,null,null,100.0004000016,143114.60835073201,1100.04840212969,0,null,null,null,null,100.0004000016,143114.60835073201,1100.04840212969,0,null,null,null,null,100.0004000016,143114.60835073201,1100.04840212969,0,null,null,null,null,100.0004000016,143114.60835073201,1100.04840212969,0,null,null,null,null,100.0004000016,143114.60835073201,1100.04840212969,0,null,null,null,null,100.0004000016,143114.60835073201,1100.04840212969,0,null,null,null,null,null,null,null,null,null,null,null,null,null,null,null,null,"",""]
[100.0004000016,null,null,null,null,null,null,null,null,null,null,null,100.0004000016,150804.22211580601,900.03240116644201,300.00360004319998,null,null,null,null,100.0004000016,150804.22211580601,900.03240116644201,300.00360004319998,null,null,null,null,100.0004000016,150804.22211580601,900.03240116644201,300.00360004319998,null,null,null,null,100.0004000016,150804.22211580601,900.03240116644201,300.00360004319998,null,null,null,null,100.0004000016,150804.22211580601,900.03240116644201,300.00360004319998,null,null,null,null,100.0004000016,150804.22211580601,900.03240116644201,300.00360004319998,null,null,null,null,null,null,null,null,null,null,null,null,null,null,null,null,"",""]
[100.0004000016,null,null,null,null,null,null,null,null,null,null,null,100.0004000016,155258.253943338,500.01000020000401,200.0016000128,null,null,null,null,100.0004000016,155258.253943338,500.01000020000401,200.0016000128,null,null,null,null,100.0004000016,155258.253943338,500.01000020000401,200.0016000128,null,null,null,null,100.0004000016,155258.253943338,500.01000020000401,200.0016000128,null,null,null,null,100.0004000016,155258.253943338,500.01000020000401,200.0016000128,null,null,null,null,100.0004000016,155258.253943338,500.01000020000401,200.0016000128,null,null,null,null,null,null,null,null,null,null,null,null,null,null,null,null,"",""]
[100.0004000016,null,null,null,null,null,null,null,null,null,null,null,100.0004000016,156574.51981130501,800.02560081922604,0,null,null,null,null,100.0004000016,156574.51981130501,800.02560081922604,0,null,null,null,null,100.0004000016,156574.51981130501,800.02560081922604,0,null,null,null,null,100.0004000016,156574.51981130501,800.02560081922604,0,null,null,null,null,100.0004000016,156574.51981130501,800.02560081922604,0,null,null,null,null,100.0004000016,156574.51981130501,800.02560081922604,0,null,null,null,null,null,null,null,null,null,null,null,null,null,null,null,null,"",""]
[0,null,null,null,null,null,null,null,null,null,null,null,0,150703.012450604,900.03240116644201,100.0004000016,null,null,null,null,0,150703.012450604,900.03240116644201,100.0004000016,null,null,null,null,0,150703.012450604,900.03240116644201,100.0004000016,null,null,null,null,0,150703.012450604,900.03240116644201,100.0004000016,null,null,null,null,0,150703.012450604,900.03240116644201,100.0004000016,null,null,null,null,0,150703.012450604,900.03240116644201,100.0004000016,null,null,null,null,null,null,null,null,null,null,null,null,null,null,null,null,"",""]
[0,null,null,null,null,null,null,null,null,null,null,null,0,148071.84703534399,900.03240116644201,200.0016000128,null,null,null,null,0,148071.84703534399,900.03240116644201,200.0016000128,null,null,null,null,0,148071.84703534399,900.03240116644201,200.0016000128,null,null,null,null,0,148071.84703534399,900.03240116644201,200.0016000128,null,null,null,null,0,148071.84703534399,900.03240116644201,200.0016000128,null,null,null,null,0,148071.84703534399,900.03240116644201,200.0016000128,null,null,null,null,null,null,null,null,null,null,null,null,null,null,null,null,"",""]
[200.0016000128,null,null,null,null,null,null,null,null,null,null,null,200.0016000128,147464.73319545799,1200.0576027649299,100.0004000016,null,null,null,null,200.0016000128,147464.73319545799,1200.0576027649299,100.0004000016,null,null,null,null,200.0016000128,147464.73319545799,1200.0576027649299,100.0004000016,null,null,null,null,200.0016000128,147464.73319545799,1200.0576027649299,100.0004000016,null,null,null,null,200.0016000128,147464.73319545799,1200.0576027649299,100.0004000016,null,null,null,null,200.0016000128,147464.73319545799,1200.0576027649299,100.0004000016,null,null,null,null,null,null,null,null,null,null,null,null,null,null,null,null,"",""]
[100.0004000016,null,null,null,null,null,null,null,null,null,null,null,100.0004000016,168528.46661243599,1200.0576027649299,100.0004000016,null,null,null,null,100.0004000016,168528.46661243599,1200.0576027649299,100.0004000016,null,null,null,null,100.0004000016,168528.46661243599,1200.0576027649299,100.0004000016,null,null,null,null,100.0004000016,168528.46661243599,1200.0576027649299,100.0004000016,null,null,null,null,100.0004000016,168528.46661243599,1200.0576027649299,100.0004000016,null,null,null,null,100.0004000016,168528.46661243599,1200.0576027649299,100.0004000016,null,null,null,null,null,null,null,null,null,null,null,null,null,null,null,null,"",""]
[200.0016000128,null,null,null,null,null,null,null,null,null,null,null,200.0016000128,163664.473737186,1000.04000160006,200.0016000128,null,null,null,null,200.0016000128,163664.473737186,1000.04000160006,200.0016000128,null,null,null,null,200.0016000128,163664.473737186,1000.04000160006,200.0016000128,null,null,null,null,200.0016000128,163664.473737186,1000.04000160006,200.0016000128,null,null,null,null,200.0016000128,163664.473737186,1000.04000160006,200.0016000128,null,null,null,null,200.0016000128,163664.473737186,1000.04000160006,200.0016000128,null,null,null,null,null,null,null,null,null,null,null,null,null,null,null,null,"",""]
[0,null,null,null,null,null,null,null,null,null,null,null,0,154752.03451634399,1300.0676035153799,100.0004000016,null,null,null,null,0,154752.03451634399,1300.0676035153799,100.0004000016,null,null,null,null,0,154752.03451634399,1300.0676035153799,100.0004000016,null,null,null,null,0,154752.03451634399,1300.0676035153799,100.0004000016,null,null,null,null,0,154752.03451634399,"",100.0004000016,null,null,null,null,0,154752.03451634399,"",100.0004000016,null,null,null,null,null,null,null,null,null,null,null,null,null,null,null,null,1300.0676035153799,""]
[0,null,null,null,null,null,null,null,null,null,null,null,0,160118.997298809,600.01440034560801,0,null,null,null,null,0,160118.997298809,600.01440034560801,0,null,null,null,null,0,160118.997298809,600.01440034560801,0,null,null,null,null,0,160118.997298809,600.01440034560801,0,null,null,null,null,0,160118.997298809,600.01440034560801,0,null,null,null,null,0,160118.997298809,600.01440034560801,0,null,null,null,null,null,null,null,null,null,null,null,null,null,null,null,null,"",""]
[300.00360004319998,null,null,null,null,null,null,null,null,null,null,null,300.00360004319998,175422.342885224,1100.04840212969,100.0004000016,null,null,null,null,300.00360004319998,175422.342885224,1100.04840212969,100.0004000016,null,null,null,null,300.00360004319998,175422.342885224,1100.04840212969,100.0004000016,null,null,null,null,300.00360004319998,175422.342885224,1100.04840212969,100.0004000016,null,null,null,null,300.00360004319998,175422.342885224,1100.04840212969,100.0004000016,null,null,null,null,300.00360004319998,175422.342885224,1100.04840212969,100.0004000016,null,null,null,null,null,null,null,null,null,null,null,null,null,null,null,null,"",""]
[63058.655577432801,null,null,null,null,null,null,null,null,null,null,null,63058.655577432801,180189.43560116101,500.01000020000401,400.00640010240102,null,null,null,null,63058.655577432801,180189.43560116101,500.01000020000401,400.00640010240102,null,null,null,null,"",180189.43560116101,500.01000020000401,400.00640010240102,null,null,null,null,"",180189.43560116101,500.01000020000401,400.00640010240102,null,null,null,null,"",180189.43560116101,500.01000020000401,400.00640010240102,null,null,null,null,"",180189.43560116101,500.01000020000401,400.00640010240102,null,null,null,null,null,null,null,null,null,null,null,null,null,null,null,null,"",""]
[400.00640010240102,null,null,null,null,null,null,null,null,null,null,null,400.00640010240102,180392.33065682501,1000.04000160006,100.0004000016,null,null,null,null,{"$f":"IF(M259=\"\",\"\",IF(M259<Q$3+5*Q$7,M259,\"\"))","v":400.00640010240102},{"$f":"IF(N259=\"\",\"\",IF(N259<R$3+5*R$7,N259,\"\"))","v":180392.33065682501},{"$f":"IF(O259=\"\",\"\",IF(O259<S$3+5*S$7,O259,\"\"))","v":1000.04000160006},{"$f":"IF(P259=\"\",\"\",IF(P259<T$3+5*T$7,P259,\"\"))","v":100.0004000016},null,null,null,null,{"$f":"IF(U259=\"\",\"\",IF(U259<Y$3+5*Y$7,U259,\"\"))","v":400.00640010240102},{"$f":"IF(V259=\"\",\"\",IF(V259<Z$3+5*Z$7,V259,\"\"))","v":180392.33065682501},{"$f":"IF(W259=\"\",\"\",IF(W259<AA$3+5*AA$7,W259,\"\"))","v":1000.04000160006},{"$f":"IF(X259=\"\",\"\",IF(X259<AB$3+5*AB$7,X259,\"\"))","v":100.0004000016},null,null,null,null,{"$f":"IF(AC259=\"\",\"\",IF(AC259<AG$3+5*AG$7,AC259,\"\"))","v":400.00640010240102},{"$f":"IF(AD259=\"\",\"\",IF(AD259<AH$3+5*AH$7,AD259,\"\"))","v":180392.33065682501},{"$f":"IF(AE259=\"\",\"\",IF(AE259<AI$3+5*AI$7,AE259,\"\"))","v":1000.04000160006},{"$f":"IF(AF259=\"\",\"\",IF(AF259<AJ$3+5*AJ$7,AF259,\"\"))","v":100.0004000016},null,null,null,null,{"$f":"IF(AK259=\"\",\"\",IF(AK259<AO$3+5*AO$7,AK259,\"\"))","v":400.00640010240102},{"$f":"IF(AL259=\"\",\"\",IF(AL259<AP$3+5*AP$7,AL259,\"\"))","v":180392.33065682501},{"$f":"IF(AM259=\"\",\"\",IF(AM259<AQ$3+5*AQ$7,AM259,\"\"))","v":1000.04000160006},{"$f":"IF(AN259=\"\",\"\",IF(AN259<AR$3+5*AR$7,AN259,\"\"))","v":100.0004000016},null,null,null,null,{"$f":"IF(AS259=\"\",\"\",IF(AS259<AW$3+5*AW$7,AS259,\"\"))","v":400.00640010240102},{"$f":"IF(AT259=\"\",\"\",IF(AT259<AX$3+5*AX$7,AT259,\"\"))","v":180392.33065682501},{"$f":"IF(AU259=\"\",\"\",IF(AU259<AY$3+5*AY$7,AU259,\"\"))","v":1000.04000160006},{"$f":"IF(AV259=\"\",\"\",IF(AV259<AZ$3+5*AZ$7,AV259,\"\"))","v":100.0004000016},null,null,null,null,null,null,null,null,null,null,null,null,null,null,null,null,{"$f":"IF(O259<$BG$3,\"\",O259)","v":""},{"$f":"IF(P259<$BH$3,\"\",P259)","v":""}]
[100.0004000016,null,null,null,null,null,null,null,null,null,null,null,100.0004000016,171569.417147275,900.03240116644201,200.0016000128,null,null,null,null,100.0004000016,171569.417147275,900.03240116644201,200.0016000128,null,null,null,null,100.0004000016,171569.417147275,900.03240116644201,200.0016000128,null,null,null,null,100.0004000016,171569.417147275,900.03240116644201,200.0016000128,null,null,null,null,100.0004000016,171569.417147275,900.03240116644201,200.0016000128,null,null,null,null,100.0004000016,171569.417147275,900.03240116644201,200.0016000128,null,null,null,null,null,null,null,null,null,null,null,null,null,null,null,null,"",""]
[200.0016000128,null,null,null,null,null,null,null,null,null,null,null,200.0016000128,170859.79629726501,1100.04840212969,200.0016000128,null,null,null,null,200.0016000128,170859.79629726501,1100.04840212969,200.0016000128,null,null,null,null,200.0016000128,170859.79629726501,1100.04840212969,200.0016000128,null,null,null,null,200.0016000128,170859.79629726501,1100.04840212969,200.0016000128,null,null,null,null,200.0016000128,170859.79629726501,1100.04840212969,200.0016000128,null,null,null,null,200.0016000128,170859.79629726501,1100.04840212969,200.0016000128,null,null,null,null,null,null,null,null,null,null,null,null,null,null,null,null,"",""]
[100.0004000016,null,null,null,null,null,null,null,null,null,null,null,100.0004000016,166096.23515200301,900.03240116644201,200.0016000128,null,null,null,null,100.0004000016,166096.23515200301,900.03240116644201,200.0016000128,null,null,null,null,100.0004000016,166096.23515200301,900.03240116644201,200.0016000128,null,null,null,null,100.0004000016,166096.23515200301,900.03240116644201,200.0016000128,null,null,null,null,100.0004000016,166096.23515200301,900.03240116644201,200.0016000128,null,null,null,null,100.0004000016,166096.23515200301,900.03240116644201,200.0016000128,null,null,null,null,null,null,null,null,null,null,null,null,null,null,null,null,"",""]
[0,null,null,null,null,null,null,null,null,null,null,null,0,155258.253943338,900.03240116644201,200.0016000128,null,null,null,null,0,155258.253943338,900.03240116644201,200.0016000128,null,null,null,null,0,155258.253943338,900.03240116644201,200.0016000128,null,null,null,null,0,155258.253943338,900.03240116644201,200.0016000128,null,null,null,null,0,155258.253943338,900.03240116644201,200.0016000128,null,null,null,null,0,155258.253943338,900.03240116644201,200.0016000128,null,null,null,null,null,null,null,null,null,null,null,null,null,null,null,null,"",""]
[100.0004000016,null,null,null,null,null,null,null,null,null,null,null,100.0004000016,152120.021892405,900.03240116644201,0,null,null,null,null,100.0004000016,152120.021892405,900.03240116644201,0,null,null,null,null,100.0004000016,152120.021892405,900.03240116644201,0,null,null,null,null,100.0004000016,152120.021892405,900.03240116644201,0,null,null,null,null,100.0004000016,152120.021892405,900.03240116644201,0,null,null,null,null,100.0004000016,152120.021892405,900.03240116644201,0,null,null,null,null,null,null,null,null,null,null,null,null,null,null,null,null,"",""]
[300.00360004319998,null,null,null,null,null,null,null,null,null,null,null,300.00360004319998,180087.98929946899,900.03240116644201,200.0016000128,null,null,null,null,300.00360004319998,180087.98929946899,900.03240116644201,200.0016000128,null,null,null,null,300.00360004319998,180087.98929946899,900.03240116644201,200.0016000128,null,null,null,null,300.00360004319998,180087.98929946899,900.03240116644201,200.0016000128,null,null,null,null,300.00360004319998,180087.98929946899,900.03240116644201,200.0016000128,null,null,null,null,300.00360004319998,180087.98929946899,900.03240116644201,200.0016000128,null,null,null,null,null,null,null,null,null,null,null,null,null,null,null,null,"",""]
[100.0004000016,null,null,null,null,null,null,null,null,null,null,null,100.0004000016,158701.086453347,1100.04840212969,100.0004000016,null,null,null,null,100.0004000016,158701.086453347,1100.04840212969,100.0004000016,null,null,null,null,100.0004000016,158701.086453347,1100.04840212969,100.0004000016,null,null,null,null,100.0004000016,158701.086453347,1100.04840212969,100.0004000016,null,null,null,null,100.0004000016,158701.086453347,1100.04840212969,100.0004000016,null,null,null,null,100.0004000016,158701.086453347,1100.04840212969,100.0004000016,null,null,null,null,null,null,null,null,null,null,null,null,null,null,null,null,"",""]
[400.00640010240102,null,null,null,null,null,null,null,null,null,null,null,400.00640010240102,166096.23515200301,1000.04000160006,200.0016000128,null,null,null,null,400.00640010240102,166096.23515200301,1000.04000160006,200.0016000128,null,null,null,null,400.00640010240102,166096.23515200301,1000.04000160006,200.0016000128,null,null,null,null,400.00640010240102,166096.23515200301,1000.04000160006,200.0016000128,null,null,null,null,400.00640010240102,166096.23515200301,1000.04000160006,200.0016000128,null,null,null,null,400.00640010240102,166096.23515200301,1000.04000160006,200.0016000128,null,null,null,null,null,null,null,null,null,null,null,null,null,null,null,null,"",""]
[100.0004000016,null,null,null,null,null,null,null,null,null,null,null,100.0004000016,158599.81322255399,1000.04000160006,0,null,null,null,null,100.0004000016,158599.81322255399,1000.04000160006,0,null,null,null,null,100.0004000016,158599.81322255399,1000.04000160006,0,null,null,null,null,100.0004000016,158599.81322255399,1000.04000160006,0,null,null,null,null,100.0004000016,158599.81322255399,1000.04000160006,0,null,null,null,null,100.0004000016,158599.81322255399,1000.04000160006,0,null,null,null,null,null,null,null,null,null,null,null,null,null,null,null,null,"",""]
[0,null,null,null,null,null,null,null,null,null,null,null,0,163867.10257194799,800.02560081922604,100.0004000016,null,null,null,null,0,163867.10257194799,800.02560081922604,100.0004000016,null,null,null,null,0,163867.10257194799,800.02560081922604,100.0004000016,null,null,null,null,0,163867.10257194799,800.02560081922604,100.0004000016,null,null,null,null,0,163867.10257194799,800.02560081922604,100.0004000016,null,null,null,null,0,163867.10257194799,800.02560081922604,100.0004000016,null,null,null,null,null,null,null,null,null,null,null,null,null,null,null,null,"",""]
[300.00360004319998,null,null,null,null,null,null,null,null,null,null,null,300.00360004319998,169237.95601625301,1400.0784043906399,100.0004000016,null,null,null,null,300.00360004319998,169237.95601625301,1400.0784043906399,100.0004000016,null,null,null,null,300.00360004319998,169237.95601625301,1400.0784043906399,100.0004000016,null,null,null,null,300.00360004319998,169237.95601625301,"",100.0004000016,null,null,null,null,300.00360004319998,169237.95601625301,"",100.0004000016,null,null,null,null,300.00360004319998,169237.95601625301,"",100.0004000016,null,null,null,null,null,null,null,null,null,null,null,null,null,null,null,null,1400.0784043906399,""]
[300.00360004319998,null,null,null,null,null,null,null,null,null,null,null,300.00360004319998,147565.916799781,800.02560081922604,200.0016000128,null,null,null,null,300.00360004319998,147565.916799781,800.02560081922604,200.0016000128,null,null,null,null,300.00360004319998,147565.916799781,800.02560081922604,200.0016000128,null,null,null,null,300.00360004319998,147565.916799781,800.02560081922604,200.0016000128,null,null,null,null,300.00360004319998,147565.916799781,800.02560081922604,200.0016000128,null,null,null,null,300.00360004319998,147565.916799781,800.02560081922604,200.0016000128,null,null,null,null,null,null,null,null,null,null,null,null,null,null,null,null,"",""]
[200.0016000128,null,null,null,null,null,null,null,null,null,null,null,200.0016000128,152626.13538954299,700.01960054881499,200.0016000128,null,null,null,null,200.0016000128,152626.13538954299,700.01960054881499,200.0016000128,null,null,null,null,200.0016000128,152626.13538954299,700.01960054881499,200.0016000128,null,null,null,null,200.0016000128,152626.13538954299,700.01960054881499,200.0016000128,null,null,null,null,200.0016000128,152626.13538954299,700.01960054881499,200.0016000128,null,null,null,null,200.0016000128,152626.13538954299,700.01960054881499,200.0016000128,null,null,null,null,null,null,null,null,null,null,null,null,null,null,null,null,"",""]
[0,null,null,null,null,null,null,null,null,null,null,null,0,143114.60835073201,500.01000020000401,0,null,null,null,null,0,143114.60835073201,500.01000020000401,0,null,null,null,null,0,143114.60835073201,500.01000020000401,0,null,null,null,null,0,143114.60835073201,500.01000020000401,0,null,null,null,null,0,143114.60835073201,500.01000020000401,0,null,null,null,null,0,143114.60835073201,500.01000020000401,0,null,null,null,null,null,null,null,null,null,null,null,null,null,null,null,null,"",""]
[65873.114545024306,null,null,null,null,null,null,null,null,null,null,null,65873.114545024306,155460.747419049,1000.04000160006,300.00360004319998,null,null,null,null,65873.114545024306,155460.747419049,1000.04000160006,300.00360004319998,null,null,null,null,"",155460.747419049,1000.04000160006,300.00360004319998,null,null,null,null,"",155460.747419049,1000.04000160006,300.00360004319998,null,null,null,null,"",155460.747419049,1000.04000160006,300.00360004319998,null,null,null,null,"",155460.747419049,1000.04000160006,300.00360004319998,null,null,null,null,null,null,null,null,null,null,null,null,null,null,null,null,"",""]
[600.01440034560801,null,null,null,null,null,null,null,null,null,null,null,600.01440034560801,144126.13098279299,600.01440034560801,100.0004000016,null,null,null,null,600.01440034560801,144126.13098279299,600.01440034560801,100.0004000016,null,null,null,null,600.01440034560801,144126.13098279299,600.01440034560801,100.0004000016,null,null,null,null,600.01440034560801,144126.13098279299,600.01440034560801,100.0004000016,null,null,null,null,600.01440034560801,144126.13098279299,600.01440034560801,100.0004000016,null,null,null,null,600.01440034560801,144126.13098279299,600.01440034560801,100.0004000016,null,null,null,null,null,null,null,null,null,null,null,null,null,null,null,null,"",""]
[300.00360004319998,null,null,null,null,null,null,null,null,null,null,null,300.00360004319998,142710.022085356,700.01960054881499,200.0016000128,null,null,null,null,300.00360004319998,142710.022085356,700.01960054881499,200.0016000128,null,null,null,null,300.00360004319998,142710.022085356,700.01960054881499,200.0016000128,null,null,null,null,300.00360004319998,142710.022085356,700.01960054881499,200.0016000128,null,null,null,null,300.00360004319998,142710.022085356,700.01960054881499,200.0016000128,null,null,null,null,300.00360004319998,142710.022085356,700.01960054881499,200.0016000128,null,null,null,null,null,null,null,null,null,null,null,null,null,null,null,null,"",""]
[0,null,null,null,null,null,null,null,null,null,null,null,0,149792.16211757201,700.01960054881499,200.0016000128,null,null,null,null,0,149792.16211757201,700.01960054881499,200.0016000128,null,null,null,null,0,149792.16211757201,700.01960054881499,200.0016000128,null,null,null,null,0,149792.16211757201,700.01960054881499,200.0016000128,null,null,null,null,0,149792.16211757201,700.01960054881499,200.0016000128,null,null,null,null,0,149792.16211757201,700.01960054881499,200.0016000128,null,null,null,null,null,null,null,null,null,null,null,null,null,null,null,null,"",""]
[200.0016000128,null,null,null,null,null,null,null,null,null,null,null,200.0016000128,155460.747419049,500.01000020000401,100.0004000016,null,null,null,null,200.0016000128,155460.747419049,500.01000020000401,100.0004000016,null,null,null,null,200.0016000128,155460.747419049,500.01000020000401,100.0004000016,null,null,null,null,200.0016000128,155460.747419049,500.01000020000401,100.0004000016,null,null,null,null,200.0016000128,155460.747419049,500.01000020000401,100.0004000016,null,null,null,null,200.0016000128,155460.747419049,500.01000020000401,100.0004000016,null,null,null,null,null,null,null,null,null,null,null,null,null,null,null,null,"",""]
[0,null,null,null,null,null,null,null,null,null,null,null,0,150399.38834228599,600.01440034560801,0,null,null,null,null,0,150399.38834228599,600.01440034560801,0,null,null,null,null,0,150399.38834228599,600.01440034560801,0,null,null,null,null,0,150399.38834228599,600.01440034560801,0,null,null,null,null,0,150399.38834228599,600.01440034560801,0,null,null,null,null,0,150399.38834228599,600.01440034560801,0,null,null,null,null,null,null,null,null,null,null,null,null,null,null,null,null,"",""]
[100.0004000016,null,null,null,null,null,null,null,null,null,null,null,100.0004000016,156979.55240701899,800.02560081922604,300.00360004319998,null,null,null,null,100.0004000016,156979.55240701899,800.02560081922604,300.00360004319998,null,null,null,null,100.0004000016,156979.55240701899,800.02560081922604,300.00360004319998,null,null,null,null,100.0004000016,156979.55240701899,800.02560081922604,300.00360004319998,null,null,null,null,100.0004000016,156979.55240701899,800.02560081922604,300.00360004319998,null,null,null,null,100.0004000016,156979.55240701899,800.02560081922604,300.00360004319998,null,null,null,null,null,null,null,null,null,null,null,null,null,null,null,null,"",""]
[500.01000020000401,null,null,null,null,null,null,null,null,null,null,null,500.01000020000401,148274.22482959501,500.01000020000401,100.0004000016,null,null,null,null,500.01000020000401,148274.22482959501,500.01000020000401,100.0004000016,null,null,null,null,500.01000020000401,148274.22482959501,500.01000020000401,100.0004000016,null,null,null,null,500.01000020000401,148274.22482959501,500.01000020000401,100.0004000016,null,null,null,null,500.01000020000401,148274.22482959501,500.01000020000401,100.0004000016,null,null,null,null,500.01000020000401,148274.22482959501,500.01000020000401,100.0004000016,null,null,null,null,null,null,null,null,null,null,null,null,null,null,null,null,"",""]
[200.0016000128,null,null,null,null,null,null,null,null,null,null,null,200.0016000128,155561.99537942599,700.01960054881499,100.0004000016,null,null,null,null,200.0016000128,155561.99537942599,700.01960054881499,100.0004000016,null,null,null,null,200.0016000128,155561.99537942599,700.01960054881499,100.0004000016,null,null,null,null,200.0016000128,155561.99537942599,700.01960054881499,100.0004000016,null,null,null,null,200.0016000128,155561.99537942599,700.01960054881499,100.0004000016,null,null,null,null,200.0016000128,155561.99537942599,700.01960054881499,100.0004000016,null,null,null,null,null,null,null,null,null,null,null,null,null,null,null,null,"",""]
[100.0004000016,null,null,null,null,null,null,null,null,null,null,null,100.0004000016,147060.00692047001,1000.04000160006,200.0016000128,null,null,null,null,100.0004000016,147060.00692047001,1000.04000160006,200.0016000128,null,null,null,null,100.0004000016,147060.00692047001,1000.04000160006,200.0016000128,null,null,null,null,100.0004000016,147060.00692047001,1000.04000160006,200.0016000128,null,null,null,null,100.0004000016,147060.00692047001,1000.04000160006,200.0016000128,null,null,null,null,100.0004000016,147060.00692047001,1000.04000160006,200.0016000128,null,null,null,null,null,null,null,null,null,null,null,null,null,null,null,null,"",""]
[0,null,null,null,null,null,null,null,null,null,null,null,0,144429.60364332699,200.0016000128,200.0016000128,null,null,null,null,0,144429.60364332699,200.0016000128,200.0016000128,null,null,null,null,0,144429.60364332699,200.0016000128,200.0016000128,null,null,null,null,0,144429.60364332699,200.0016000128,200.0016000128,null,null,null,null,0,144429.60364332699,200.0016000128,200.0016000128,null,null,null,null,0,144429.60364332699,200.0016000128,200.0016000128,null,null,null,null,null,null,null,null,null,null,null,null,null,null,null,null,"",""]
[0,null,null,null,null,null,null,null,null,null,null,null,0,149286.16266155901,1000.04000160006,200.0016000128,null,null,null,null,0,149286.16266155901,1000.04000160006,200.0016000128,null,null,null,null,0,149286.16266155901,1000.04000160006,200.0016000128,null,null,null,null,0,149286.16266155901,1000.04000160006,200.0016000128,null,null,null,null,0,149286.16266155901,1000.04000160006,200.0016000128,null,null,null,null,0,149286.16266155901,1000.04000160006,200.0016000128,null,null,null,null,null,null,null,null,null,null,null,null,null,null,null,null,"",""]
[0,null,null,null,null,null,null,null,null,null,null,null,0,165690.90894448999,1300.0676035153799,300.00360004319998,null,null,null,null,0,165690.90894448999,1300.0676035153799,300.00360004319998,null,null,null,null,0,165690.90894448999,1300.0676035153799,300.00360004319998,null,null,null,null,0,165690.90894448999,1300.0676035153799,300.00360004319998,null,null,null,null,0,165690.90894448999,"",300.00360004319998,null,null,null,null,0,165690.90894448999,"",300.00360004319998,null,null,null,null,null,null,null,null,null,null,null,null,null,null,null,null,1300.0676035153799,""]
[0,null,null,null,null,null,null,null,null,null,null,null,0,157080.812593835,500.01000020000401,200.0016000128,null,null,null,null,0,157080.812593835,500.01000020000401,200.0016000128,null,null,null,null,0,157080.812593835,500.01000020000401,200.0016000128,null,null,null,null,0,157080.812593835,500.01000020000401,200.0016000128,null,null,null,null,0,157080.812593835,500.01000020000401,200.0016000128,null,null,null,null,0,157080.812593835,500.01000020000401,200.0016000128,null,null,null,null,null,null,null,null,null,null,null,null,null,null,null,null,"",""]
[100.0004000016,null,null,null,null,null,null,null,null,null,null,null,100.0004000016,151715.14575921901,600.01440034560801,300.00360004319998,null,null,null,null,100.0004000016,151715.14575921901,600.01440034560801,300.00360004319998,null,null,null,null,100.0004000016,151715.14575921901,600.01440034560801,300.00360004319998,null,null,null,null,100.0004000016,151715.14575921901,600.01440034560801,300.00360004319998,null,null,null,null,100.0004000016,151715.14575921901,600.01440034560801,300.00360004319998,null,null,null,null,100.0004000016,151715.14575921901,600.01440034560801,300.00360004319998,null,null,null,null,null,null,null,null,null,null,null,null,null,null,null,null,"",""]
[0,null,null,null,null,null,null,null,null,null,null,null,0,164475.00865657901,500.01000020000401,600.01440034560801,null,null,null,null,0,164475.00865657901,500.01000020000401,600.01440034560801,null,null,null,null,0,164475.00865657901,500.01000020000401,600.01440034560801,null,null,null,null,0,164475.00865657901,500.01000020000401,600.01440034560801,null,null,null,null,0,164475.00865657901,500.01000020000401,600.01440034560801,null,null,null,null,0,164475.00865657901,500.01000020000401,600.01440034560801,null,null,null,null,null,null,null,null,null,null,null,null,null,null,null,null,"",""]
[200.0016000128,null,null,null,null,null,null,null,null,null,null,null,200.0016000128,162651.378510693,1000.04000160006,100.0004000016,null,null,null,null,200.0016000128,162651.378510693,1000.04000160006,100.0004000016,null,null,null,null,200.0016000128,162651.378510693,1000.04000160006,100.0004000016,null,null,null,null,200.0016000128,162651.378510693,1000.04000160006,100.0004000016,null,null,null,null,200.0016000128,162651.378510693,1000.04000160006,100.0004000016,null,null,null,null,200.0016000128,162651.378510693,1000.04000160006,100.0004000016,null,null,null,null,null,null,null,null,null,null,null,null,null,null,null,null,"",""]
[100.0004000016,null,null,null,null,null,null,null,null,null,null,null,100.0004000016,166602.91127262401,800.02560081922604,200.0016000128,null,null,null,null,100.0004000016,166602.91127262401,800.02560081922604,200.0016000128,null,null,null,null,100.0004000016,166602.91127262401,800.02560081922604,200.0016000128,null,null,null,null,100.0004000016,166602.91127262401,800.02560081922604,200.0016000128,null,null,null,null,100.0004000016,166602.91127262401,800.02560081922604,200.0016000128,null,null,null,null,100.0004000016,166602.91127262401,800.02560081922604,200.0016000128,null,null,null,null,null,null,null,null,null,null,null,null,null,null,null,null,"",""]
[0,null,null,null,null,null,null,null,null,null,null,null,0,172786.00312545299,700.01960054881499,100.0004000016,null,null,null,null,0,172786.00312545299,700.01960054881499,100.0004000016,null,null,null,null,0,172786.00312545299,700.01960054881499,100.0004000016,null,null,null,null,0,172786.00312545299,700.01960054881499,100.0004000016,null,null,null,null,0,172786.00312545299,700.01960054881499,100.0004000016,null,null,null,null,0,172786.00312545299,700.01960054881499,100.0004000016,null,null,null,null,null,null,null,null,null,null,null,null,null,null,null,null,"",""]
[100.0004000016,null,null,null,null,null,null,null,null,null,null,null,100.0004000016,171873.55261727,1000.04000160006,200.0016000128,null,null,null,null,100.0004000016,171873.55261727,1000.04000160006,200.0016000128,null,null,null,null,100.0004000016,171873.55261727,1000.04000160006,200.0016000128,null,null,null,null,100.0004000016,171873.55261727,1000.04000160006,200.0016000128,null,null,null,null,100.0004000016,171873.55261727,1000.04000160006,200.0016000128,null,null,null,null,100.0004000016,171873.55261727,1000.04000160006,200.0016000128,null,null,null,null,null,null,null,null,null,null,null,null,null,null,null,null,"",""]
[0,null,null,null,null,null,null,null,null,null,null,null,0,165792.239272326,1100.04840212969,300.00360004319998,null,null,null,null,0,165792.239272326,1100.04840212969,300.00360004319998,null,null,null,null,0,165792.239272326,1100.04840212969,300.00360004319998,null,null,null,null,0,165792.239272326,1100.04840212969,300.00360004319998,null,null,null,null,0,165792.239272326,1100.04840212969,300.00360004319998,null,null,null,null,0,165792.239272326,1100.04840212969,300.00360004319998,null,null,null,null,null,null,null,null,null,null,null,null,null,null,null,null,"",""]
[0,null,null,null,null,null,null,null,null,null,null,null,0,185465.769929762,1000.04000160006,100.0004000016,null,null,null,null,0,185465.769929762,1000.04000160006,100.0004000016,null,null,null,null,0,185465.769929762,1000.04000160006,100.0004000016,null,null,null,null,0,185465.769929762,1000.04000160006,100.0004000016,null,null,null,null,0,185465.769929762,1000.04000160006,100.0004000016,null,null,null,null,0,185465.769929762,1000.04000160006,100.0004000016,null,null,null,null,null,null,null,null,null,null,null,null,null,null,null,null,"",""]
[62556.140125753802,null,null,null,null,null,null,null,null,null,null,null,62556.140125753802,170251.58169860899,300.00360004319998,0,null,null,null,null,62556.140125753802,170251.58169860899,300.00360004319998,0,null,null,null,null,62556.140125753802,170251.58169860899,300.00360004319998,0,null,null,null,null,"",170251.58169860899,300.00360004319998,0,null,null,null,null,"",170251.58169860899,300.00360004319998,0,null,null,null,null,"",170251.58169860899,300.00360004319998,0,null,null,null,null,null,null,null,null,null,null,null,null,null,null,null,null,"",""]
[100.0004000016,null,null,null,null,null,null,null,null,null,null,null,100.0004000016,173799.91461047,800.02560081922604,200.0016000128,null,null,null,null,100.0004000016,173799.91461047,800.02560081922604,200.0016000128,null,null,null,null,100.0004000016,173799.91461047,800.02560081922604,200.0016000128,null,null,null,null,100.0004000016,173799.91461047,800.02560081922604,200.0016000128,null,null,null,null,100.0004000016,173799.91461047,800.02560081922604,200.0016000128,null,null,null,null,100.0004000016,173799.91461047,800.02560081922604,200.0016000128,null,null,null,null,null,null,null,null,null,null,null,null,null,null,null,null,"",""]
[200.0016000128,null,null,null,null,null,null,null,null,null,null,null,200.0016000128,164171.051942875,800.02560081922604,100.0004000016,null,null,null,null,200.0016000128,164171.051942875,800.02560081922604,100.0004000016,null,null,null,null,200.0016000128,164171.051942875,800.02560081922604,100.0004000016,null,null,null,null,200.0016000128,164171.051942875,800.02560081922604,100.0004000016,null,null,null,null,200.0016000128,164171.051942875,800.02560081922604,100.0004000016,null,null,null,null,200.0016000128,164171.051942875,800.02560081922604,100.0004000016,null,null,null,null,null,null,null,null,null,null,null,null,null,null,null,null,"",""]
[100.0004000016,null,null,null,null,null,null,null,null,null,null,null,100.0004000016,168731.17378908201,800.02560081922604,600.01440034560801,null,null,null,null,100.0004000016,168731.17378908201,800.02560081922604,600.01440034560801,null,null,null,null,100.0004000016,168731.17378908201,800.02560081922604,600.01440034560801,null,null,null,null,100.0004000016,168731.17378908201,800.02560081922604,600.01440034560801,null,null,null,null,100.0004000016,168731.17378908201,800.02560081922604,600.01440034560801,null,null,null,null,100.0004000016,168731.17378908201,800.02560081922604,600.01440034560801,null,null,null,null,null,null,null,null,null,null,null,null,null,null,null,null,"",""]
[0,null,null,null,null,null,null,null,null,null,null,null,0,161638.364855833,700.01960054881499,100.0004000016,null,null,null,null,0,161638.364855833,700.01960054881499,100.0004000016,null,null,null,null,0,161638.364855833,700.01960054881499,100.0004000016,null,null,null,null,0,161638.364855833,700.01960054881499,100.0004000016,null,null,null,null,0,161638.364855833,700.01960054881499,100.0004000016,null,null,null,null,0,161638.364855833,700.01960054881499,100.0004000016,null,null,null,null,null,null,null,null,null,null,null,null,null,null,null,null,"",""]
[200.0016000128,null,null,null,null,null,null,null,null,null,null,null,200.0016000128,166501.574416338,1000.04000160006,400.00640010240102,null,null,null,null,200.0016000128,166501.574416338,1000.04000160006,400.00640010240102,null,null,null,null,200.0016000128,166501.574416338,1000.04000160006,400.00640010240102,null,null,null,null,200.0016000128,166501.574416338,1000.04000160006,400.00640010240102,null,null,null,null,200.0016000128,166501.574416338,1000.04000160006,400.00640010240102,null,null,null,null,200.0016000128,166501.574416338,1000.04000160006,400.00640010240102,null,null,null,null,null,null,null,null,null,null,null,null,null,null,null,null,"",""]
[300.00360004319998,null,null,null,null,null,null,null,null,null,null,null,300.00360004319998,139979.40532887101,800.02560081922604,0,null,null,null,null,300.00360004319998,139979.40532887101,800.02560081922604,0,null,null,null,null,300.00360004319998,139979.40532887101,800.02560081922604,0,null,null,null,null,300.00360004319998,139979.40532887101,800.02560081922604,0,null,null,null,null,300.00360004319998,139979.40532887101,800.02560081922604,0,null,null,null,null,300.00360004319998,139979.40532887101,800.02560081922604,0,null,null,null,null,null,null,null,null,null,null,null,null,null,null,null,null,"",""]
[100.0004000016,null,null,null,null,null,null,null,null,null,null,null,100.0004000016,143013.46056368601,600.01440034560801,0,null,null,null,null,100.0004000016,143013.46056368601,600.01440034560801,0,null,null,null,null,100.0004000016,143013.46056368601,600.01440034560801,0,null,null,null,null,100.0004000016,143013.46056368601,600.01440034560801,0,null,null,null,null,100.0004000016,143013.46056368601,600.01440034560801,0,null,null,null,null,100.0004000016,143013.46056368601,600.01440034560801,0,null,null,null,null,null,null,null,null,null,null,null,null,null,null,null,null,"",""]
[300.00360004319998,null,null,null,null,null,null,null,null,null,null,null,300.00360004319998,152322.464847114,900.03240116644201,200.0016000128,null,null,null,null,300.00360004319998,152322.464847114,900.03240116644201,200.0016000128,null,null,null,null,300.00360004319998,152322.464847114,900.03240116644201,200.0016000128,null,null,null,null,300.00360004319998,152322.464847114,900.03240116644201,200.0016000128,null,null,null,null,300.00360004319998,152322.464847114,900.03240116644201,200.0016000128,null,null,null,null,300.00360004319998,152322.464847114,900.03240116644201,200.0016000128,null,null,null,null,null,null,null,null,null,null,null,null,null,null,null,null,"",""]
[100.0004000016,null,null,null,null,null,null,null,null,null,null,null,100.0004000016,169744.75865235101,400.00640010240102,100.0004000016,null,null,null,null,100.0004000016,169744.75865235101,400.00640010240102,100.0004000016,null,null,null,null,100.0004000016,169744.75865235101,400.00640010240102,100.0004000016,null,null,null,null,100.0004000016,169744.75865235101,400.00640010240102,100.0004000016,null,null,null,null,100.0004000016,169744.75865235101,400.00640010240102,100.0004000016,null,null,null,null,100.0004000016,169744.75865235101,400.00640010240102,100.0004000016,null,null,null,null,null,null,null,null,null,null,null,null,null,null,null,null,"",""]
[200.0016000128,null,null,null,null,null,null,null,null,null,null,null,200.0016000128,156372.00840424001,1000.04000160006,400.00640010240102,null,null,null,null,200.0016000128,156372.00840424001,1000.04000160006,400.00640010240102,null,null,null,null,200.0016000128,156372.00840424001,1000.04000160006,400.00640010240102,null,null,null,null,200.0016000128,156372.00840424001,1000.04000160006,400.00640010240102,null,null,null,null,200.0016000128,156372.00840424001,1000.04000160006,400.00640010240102,null,null,null,null,200.0016000128,156372.00840424001,1000.04000160006,400.00640010240102,null,null,null,null,null,null,null,null,null,null,null,null,null,null,null,null,"",""]
[0,null,null,null,null,null,null,null,null,null,null,null,0,169440.674621552,600.01440034560801,200.0016000128,null,null,null,null,0,169440.674621552,600.01440034560801,200.0016000128,null,null,null,null,0,169440.674621552,600.01440034560801,200.0016000128,null,null,null,null,0,169440.674621552,600.01440034560801,200.0016000128,null,null,null,null,0,169440.674621552,600.01440034560801,200.0016000128,null,null,null,null,0,169440.674621552,600.01440034560801,200.0016000128,null,null,null,null,null,null,null,null,null,null,null,null,null,null,null,null,"",""]
[0,null,null,null,null,null,null,null,null,null,null,null,0,176842.13918563901,1200.0576027649299,100.0004000016,null,null,null,null,0,176842.13918563901,1200.0576027649299,100.0004000016,null,null,null,null,0,176842.13918563901,1200.0576027649299,100.0004000016,null,null,null,null,0,176842.13918563901,1200.0576027649299,100.0004000016,null,null,null,null,0,176842.13918563901,1200.0576027649299,100.0004000016,null,null,null,null,0,176842.13918563901,1200.0576027649299,100.0004000016,null,null,null,null,null,null,null,null,null,null,null,null,null,null,null,null,"",""]
[100.0004000016,null,null,null,null,null,null,null,null,null,null,null,100.0004000016,172279.07800989901,900.03240116644201,200.0016000128,null,null,null,null,100.0004000016,172279.07800989901,900.03240116644201,200.0016000128,null,null,null,null,100.0004000016,172279.07800989901,900.03240116644201,200.0016000128,null,null,null,null,100.0004000016,172279.07800989901,900.03240116644201,200.0016000128,null,null,null,null,100.0004000016,172279.07800989901,900.03240116644201,200.0016000128,null,null,null,null,100.0004000016,172279.07800989901,900.03240116644201,200.0016000128,null,null,null,null,null,null,null,null,null,null,null,null,null,null,null,null,"",""]
[0,null,null,null,null,null,null,null,null,null,null,null,0,161739.66255087699,700.01960054881499,100.0004000016,null,null,null,null,0,161739.66255087699,700.01960054881499,100.0004000016,null,null,null,null,0,161739.66255087699,700.01960054881499,100.0004000016,null,null,null,null,0,161739.66255087699,700.01960054881499,100.0004000016,null,null,null,null,0,161739.66255087699,700.01960054881499,100.0004000016,null,null,null,null,0,161739.66255087699,700.01960054881499,100.0004000016,null,null,null,null,null,null,null,null,null,null,null,null,null,null,null,null,"",""]
[300.00360004319998,null,null,null,null,null,null,null,null,null,null,null,300.00360004319998,170555.68532375299,1700.1156078613301,200.0016000128,null,null,null,null,300.00360004319998,170555.68532375299,1700.1156078613301,200.0016000128,null,null,null,null,300.00360004319998,170555.68532375299,1700.1156078613301,200.0016000128,null,null,null,null,300.00360004319998,170555.68532375299,"",200.0016000128,null,null,null,null,300.00360004319998,170555.68532375299,"",200.0016000128,null,null,null,null,300.00360004319998,170555.68532375299,"",200.0016000128,null,null,null,null,null,null,null,null,null,null,null,null,null,null,null,null,1700.1156078613301,""]
[100.0004000016,null,null,null,null,null,null,null,null,null,null,null,100.0004000016,153638.42349068099,900.03240116644201,200.0016000128,null,null,null,null,100.0004000016,153638.42349068099,900.03240116644201,200.0016000128,null,null,null,null,100.0004000016,153638.42349068099,900.03240116644201,200.0016000128,null,null,null,null,100.0004000016,153638.42349068099,900.03240116644201,200.0016000128,null,null,null,null,100.0004000016,153638.42349068099,900.03240116644201,200.0016000128,null,null,null,null,100.0004000016,153638.42349068099,900.03240116644201,200.0016000128,null,null,null,null,null,null,null,null,null,null,null,null,null,null,null,null,"",""]
[65873.114545024306,null,null,null,null,null,null,null,null,null,null,null,65873.114545024306,167717.670556589,1000.04000160006,200.0016000128,null,null,null,null,65873.114545024306,167717.670556589,1000.04000160006,200.0016000128,null,null,null,null,"",167717.670556589,1000.04000160006,200.0016000128,null,null,null,null,"",167717.670556589,1000.04000160006,200.0016000128,null,null,null,null,"",167717.670556589,1000.04000160006,200.0016000128,null,null,null,null,"",167717.670556589,1000.04000160006,200.0016000128,null,null,null,null,null,null,null,null,null,null,null,null,null,null,null,null,"",""]
[2500.2500250025,null,null,null,null,null,null,null,null,null,null,null,2500.2500250025,158397.26920692599,700.01960054881499,400.00640010240102,null,null,null,null,2500.2500250025,158397.26920692599,700.01960054881499,400.00640010240102,null,null,null,null,2500.2500250025,158397.26920692599,700.01960054881499,400.00640010240102,null,null,null,null,2500.2500250025,158397.26920692599,700.01960054881499,400.00640010240102,null,null,null,null,2500.2500250025,158397.26920692599,700.01960054881499,400.00640010240102,null,null,null,null,2500.2500250025,158397.26920692599,700.01960054881499,400.00640010240102,null,null,null,null,null,null,null,null,null,null,null,null,null,null,null,null,"",""]
[900.03240116644201,null,null,null,null,null,null,null,null,null,null,null,900.03240116644201,181711.22822285601,700.01960054881499,0,null,null,null,null,900.03240116644201,181711.22822285601,700.01960054881499,0,null,null,null,null,900.03240116644201,181711.22822285601,700.01960054881499,0,null,null,null,null,900.03240116644201,181711.22822285601,700.01960054881499,0,null,null,null,null,900.03240116644201,181711.22822285601,700.01960054881499,0,null,null,null,null,900.03240116644201,181711.22822285601,700.01960054881499,0,null,null,null,null,null,null,null,null,null,null,null,null,null,null,null,null,"",""]
[1700.1156078613301,null,null,null,null,null,null,null,null,null,null,null,1700.1156078613301,164576.329192921,300.00360004319998,200.0016000128,null,null,null,null,1700.1156078613301,164576.329192921,300.00360004319998,200.0016000128,null,null,null,null,1700.1156078613301,164576.329192921,300.00360004319998,200.0016000128,null,null,null,null,1700.1156078613301,164576.329192921,300.00360004319998,200.0016000128,null,null,null,null,1700.1156078613301,164576.329192921,300.00360004319998,200.0016000128,null,null,null,null,1700.1156078613301,164576.329192921,300.00360004319998,200.0016000128,null,null,null,null,null,null,null,null,null,null,null,null,null,null,null,null,"",""]
[200.0016000128,null,null,null,null,null,null,null,null,null,null,null,200.0016000128,183842.04694268099,800.02560081922604,200.0016000128,null,null,null,null,200.0016000128,183842.04694268099,800.02560081922604,200.0016000128,null,null,null,null,200.0016000128,183842.04694268099,800.02560081922604,200.0016000128,null,null,null,null,200.0016000128,183842.04694268099,800.02560081922604,200.0016000128,null,null,null,null,200.0016000128,183842.04694268099,800.02560081922604,200.0016000128,null,null,null,null,200.0016000128,183842.04694268099,800.02560081922604,200.0016000128,null,null,null,null,null,null,null,null,null,null,null,null,null,null,null,null,"",""]
[400.00640010240102,null,null,null,null,null,null,null,null,null,null,null,400.00640010240102,156777.034478872,500.01000020000401,300.00360004319998,null,null,null,null,400.00640010240102,156777.034478872,500.01000020000401,300.00360004319998,null,null,null,null,400.00640010240102,156777.034478872,500.01000020000401,300.00360004319998,null,null,null,null,400.00640010240102,156777.034478872,500.01000020000401,300.00360004319998,null,null,null,null,400.00640010240102,156777.034478872,500.01000020000401,300.00360004319998,null,null,null,null,400.00640010240102,156777.034478872,500.01000020000401,300.00360004319998,null,null,null,null,null,null,null,null,null,null,null,null,null,null,null,null,"",""]
[0,null,null,null,null,null,null,null,null,null,null,null,0,169846.12162875,1000.04000160006,300.00360004319998,null,null,null,null,0,169846.12162875,1000.04000160006,300.00360004319998,null,null,null,null,0,169846.12162875,1000.04000160006,300.00360004319998,null,null,null,null,0,169846.12162875,1000.04000160006,300.00360004319998,null,null,null,null,0,169846.12162875,1000.04000160006,300.00360004319998,null,null,null,null,0,169846.12162875,1000.04000160006,300.00360004319998,null,null,null,null,null,null,null,null,null,null,null,null,null,null,null,null,"",""]
[200.0016000128,null,null,null,null,null,null,null,null,null,null,null,200.0016000128,162347.465849662,600.01440034560801,0,null,null,null,null,200.0016000128,162347.465849662,600.01440034560801,0,null,null,null,null,200.0016000128,162347.465849662,600.01440034560801,0,null,null,null,null,200.0016000128,162347.465849662,600.01440034560801,0,null,null,null,null,200.0016000128,162347.465849662,600.01440034560801,0,null,null,null,null,200.0016000128,162347.465849662,600.01440034560801,0,null,null,null,null,null,null,null,null,null,null,null,null,null,null,null,null,"",""]
[0,null,null,null,null,null,null,null,null,null,null,null,0,160118.997298809,800.02560081922604,200.0016000128,null,null,null,null,0,160118.997298809,800.02560081922604,200.0016000128,null,null,null,null,0,160118.997298809,800.02560081922604,200.0016000128,null,null,null,null,0,160118.997298809,800.02560081922604,200.0016000128,null,null,null,null,0,160118.997298809,800.02560081922604,200.0016000128,null,null,null,null,0,160118.997298809,800.02560081922604,200.0016000128,null,null,null,null,null,null,null,null,null,null,null,null,null,null,null,null,"",""]
[100.0004000016,null,null,null,null,null,null,null,null,null,null,null,100.0004000016,164778.97271332599,700.01960054881499,400.00640010240102,null,null,null,null,100.0004000016,164778.97271332599,700.01960054881499,400.00640010240102,null,null,null,null,100.0004000016,164778.97271332599,700.01960054881499,400.00640010240102,null,null,null,null,100.0004000016,164778.97271332599,700.01960054881499,400.00640010240102,null,null,null,null,100.0004000016,164778.97271332599,700.01960054881499,400.00640010240102,null,null,null,null,100.0004000016,164778.97271332599,700.01960054881499,400.00640010240102,null,null,null,null,null,null,null,null,null,null,null,null,null,null,null,null,"",""]
[400.00640010240102,null,null,null,null,null,null,null,null,null,null,null,400.00640010240102,166197.568743985,1000.04000160006,100.0004000016,null,null,null,null,{"$f":"IF(M323=\"\",\"\",IF(M323<Q$3+5*Q$7,M323,\"\"))","v":400.00640010240102},{"$f":"IF(N323=\"\",\"\",IF(N323<R$3+5*R$7,N323,\"\"))","v":166197.568743985},{"$f":"IF(O323=\"\",\"\",IF(O323<S$3+5*S$7,O323,\"\"))","v":1000.04000160006},{"$f":"IF(P323=\"\",\"\",IF(P323<T$3+5*T$7,P323,\"\"))","v":100.0004000016},null,null,null,null,{"$f":"IF(U323=\"\",\"\",IF(U323<Y$3+5*Y$7,U323,\"\"))","v":400.00640010240102},{"$f":"IF(V323=\"\",\"\",IF(V323<Z$3+5*Z$7,V323,\"\"))","v":166197.568743985},{"$f":"IF(W323=\"\",\"\",IF(W323<AA$3+5*AA$7,W323,\"\"))","v":1000.04000160006},{"$f":"IF(X323=\"\",\"\",IF(X323<AB$3+5*AB$7,X323,\"\"))","v":100.0004000016},null,null,null,null,{"$f":"IF(AC323=\"\",\"\",IF(AC323<AG$3+5*AG$7,AC323,\"\"))","v":400.00640010240102},{"$f":"IF(AD323=\"\",\"\",IF(AD323<AH$3+5*AH$7,AD323,\"\"))","v":166197.568743985},{"$f":"IF(AE323=\"\",\"\",IF(AE323<AI$3+5*AI$7,AE323,\"\"))","v":1000.04000160006},{"$f":"IF(AF323=\"\",\"\",IF(AF323<AJ$3+5*AJ$7,AF323,\"\"))","v":100.0004000016},null,null,null,null,{"$f":"IF(AK323=\"\",\"\",IF(AK323<AO$3+5*AO$7,AK323,\"\"))","v":400.00640010240102},{"$f":"IF(AL323=\"\",\"\",IF(AL323<AP$3+5*AP$7,AL323,\"\"))","v":166197.568743985},{"$f":"IF(AM323=\"\",\"\",IF(AM323<AQ$3+5*AQ$7,AM323,\"\"))","v":1000.04000160006},{"$f":"IF(AN323=\"\",\"\",IF(AN323<AR$3+5*AR$7,AN323,\"\"))","v":100.0004000016},null,null,null,null,{"$f":"IF(AS323=\"\",\"\",IF(AS323<AW$3+5*AW$7,AS323,\"\"))","v":400.00640010240102},{"$f":"IF(AT323=\"\",\"\",IF(AT323<AX$3+5*AX$7,AT323,\"\"))","v":166197.568743985},{"$f":"IF(AU323=\"\",\"\",IF(AU323<AY$3+5*AY$7,AU323,\"\"))","v":1000.04000160006},{"$f":"IF(AV323=\"\",\"\",IF(AV323<AZ$3+5*AZ$7,AV323,\"\"))","v":100.0004000016},null,null,null,null,null,null,null,null,null,null,null,null,null,null,null,null,{"$f":"IF(O323<$BG$3,\"\",O323)","v":""},{"$f":"IF(P323<$BH$3,\"\",P323)","v":""}]
[0,null,null,null,null,null,null,null,null,null,null,null,0,152626.13538954299,600.01440034560801,0,null,null,null,null,0,152626.13538954299,600.01440034560801,0,null,null,null,null,0,152626.13538954299,600.01440034560801,0,null,null,null,null,0,152626.13538954299,600.01440034560801,0,null,null,null,null,0,152626.13538954299,600.01440034560801,0,null,null,null,null,0,152626.13538954299,600.01440034560801,0,null,null,null,null,null,null,null,null,null,null,null,null,null,null,null,null,"",""]
[100.0004000016,null,null,null,null,null,null,null,null,null,null,null,100.0004000016,156574.51981130501,500.01000020000401,400.00640010240102,null,null,null,null,100.0004000016,156574.51981130501,500.01000020000401,400.00640010240102,null,null,null,null,100.0004000016,156574.51981130501,500.01000020000401,400.00640010240102,null,null,null,null,100.0004000016,156574.51981130501,500.01000020000401,400.00640010240102,null,null,null,null,100.0004000016,156574.51981130501,500.01000020000401,400.00640010240102,null,null,null,null,100.0004000016,156574.51981130501,500.01000020000401,400.00640010240102,null,null,null,null,null,null,null,null,null,null,null,null,null,null,null,null,"",""]
[200.0016000128,null,null,null,null,null,null,null,null,null,null,null,200.0016000128,159004.91103775799,600.01440034560801,300.00360004319998,null,null,null,null,200.0016000128,159004.91103775799,600.01440034560801,300.00360004319998,null,null,null,null,200.0016000128,159004.91103775799,600.01440034560801,300.00360004319998,null,null,null,null,200.0016000128,159004.91103775799,600.01440034560801,300.00360004319998,null,null,null,null,200.0016000128,159004.91103775799,600.01440034560801,300.00360004319998,null,null,null,null,200.0016000128,159004.91103775799,600.01440034560801,300.00360004319998,null,null,null,null,null,null,null,null,null,null,null,null,null,null,null,null,"",""]
[200.0016000128,null,null,null,null,null,null,null,null,null,null,null,200.0016000128,156777.034478872,600.01440034560801,300.00360004319998,null,null,null,null,200.0016000128,156777.034478872,600.01440034560801,300.00360004319998,null,null,null,null,200.0016000128,156777.034478872,600.01440034560801,300.00360004319998,null,null,null,null,200.0016000128,156777.034478872,600.01440034560801,300.00360004319998,null,null,null,null,200.0016000128,156777.034478872,600.01440034560801,300.00360004319998,null,null,null,null,200.0016000128,156777.034478872,600.01440034560801,300.00360004319998,null,null,null,null,null,null,null,null,null,null,null,null,null,null,null,null,"",""]
[100.0004000016,null,null,null,null,null,null,null,null,null,null,null,100.0004000016,168021.712955692,800.02560081922604,100.0004000016,null,null,null,null,100.0004000016,168021.712955692,800.02560081922604,100.0004000016,null,null,null,null,100.0004000016,168021.712955692,800.02560081922604,100.0004000016,null,null,null,null,100.0004000016,168021.712955692,800.02560081922604,100.0004000016,null,null,null,null,100.0004000016,168021.712955692,800.02560081922604,100.0004000016,null,null,null,null,100.0004000016,168021.712955692,800.02560081922604,100.0004000016,null,null,null,null,null,null,null,null,null,null,null,null,null,null,null,null,"",""]
[300.00360004319998,null,null,null,null,null,null,null,null,null,null,null,300.00360004319998,170352.94875718799,700.01960054881499,0,null,null,null,null,300.00360004319998,170352.94875718799,700.01960054881499,0,null,null,null,null,300.00360004319998,170352.94875718799,700.01960054881499,0,null,null,null,null,300.00360004319998,170352.94875718799,700.01960054881499,0,null,null,null,null,300.00360004319998,170352.94875718799,700.01960054881499,0,null,null,null,null,300.00360004319998,170352.94875718799,700.01960054881499,0,null,null,null,null,null,null,null,null,null,null,null,null,null,null,null,null,"",""]
[300.00360004319998,null,null,null,null,null,null,null,null,null,null,null,300.00360004319998,160524.14403896799,1100.04840212969,100.0004000016,null,null,null,null,300.00360004319998,160524.14403896799,1100.04840212969,100.0004000016,null,null,null,null,300.00360004319998,160524.14403896799,1100.04840212969,100.0004000016,null,null,null,null,300.00360004319998,160524.14403896799,1100.04840212969,100.0004000016,null,null,null,null,300.00360004319998,160524.14403896799,1100.04840212969,100.0004000016,null,null,null,null,300.00360004319998,160524.14403896799,1100.04840212969,100.0004000016,null,null,null,null,null,null,null,null,null,null,null,null,null,null,null,null,"",""]
[100.0004000016,null,null,null,null,null,null,null,null,null,null,null,100.0004000016,172583.23062919301,700.01960054881499,200.0016000128,null,null,null,null,100.0004000016,172583.23062919301,700.01960054881499,200.0016000128,null,null,null,null,100.0004000016,172583.23062919301,700.01960054881499,200.0016000128,null,null,null,null,100.0004000016,172583.23062919301,700.01960054881499,200.0016000128,null,null,null,null,100.0004000016,172583.23062919301,700.01960054881499,200.0016000128,null,null,null,null,100.0004000016,172583.23062919301,700.01960054881499,200.0016000128,null,null,null,null,null,null,null,null,null,null,null,null,null,null,null,null,"",""]
[300.00360004319998,null,null,null,null,null,null,null,null,null,null,null,300.00360004319998,154954.51984222801,900.03240116644201,0,null,null,null,null,300.00360004319998,154954.51984222801,900.03240116644201,0,null,null,null,null,300.00360004319998,154954.51984222801,900.03240116644201,0,null,null,null,null,300.00360004319998,154954.51984222801,900.03240116644201,0,null,null,null,null,300.00360004319998,154954.51984222801,900.03240116644201,0,null,null,null,null,300.00360004319998,154954.51984222801,900.03240116644201,0,null,null,null,null,null,null,null,null,null,null,null,null,null,null,null,null,"",""]
[100.0004000016,null,null,null,null,null,null,null,null,null,null,null,100.0004000016,154245.83546305899,900.03240116644201,100.0004000016,null,null,null,null,100.0004000016,154245.83546305899,900.03240116644201,100.0004000016,null,null,null,null,100.0004000016,154245.83546305899,900.03240116644201,100.0004000016,null,null,null,null,100.0004000016,154245.83546305899,900.03240116644201,100.0004000016,null,null,null,null,100.0004000016,154245.83546305899,900.03240116644201,100.0004000016,null,null,null,null,100.0004000016,154245.83546305899,900.03240116644201,100.0004000016,null,null,null,null,null,null,null,null,null,null,null,null,null,null,null,null,"",""]
[80760.047352474896,null,null,null,null,null,null,null,null,null,null,null,80760.047352474896,169542.03514876199,1200.0576027649299,400.00640010240102,null,null,null,null,"",169542.03514876199,1200.0576027649299,400.00640010240102,null,null,null,null,"",169542.03514876199,1200.0576027649299,400.00640010240102,null,null,null,null,"",169542.03514876199,1200.0576027649299,400.00640010240102,null,null,null,null,"",169542.03514876199,1200.0576027649299,400.00640010240102,null,null,null,null,"",169542.03514876199,1200.0576027649299,400.00640010240102,null,null,null,null,null,null,null,null,null,null,null,null,null,null,null,null,"",""]
[100.0004000016,null,null,null,null,null,null,null,null,null,null,null,100.0004000016,157182.07359582599,500.01000020000401,400.00640010240102,null,null,null,null,100.0004000016,157182.07359582599,500.01000020000401,400.00640010240102,null,null,null,null,100.0004000016,157182.07359582599,500.01000020000401,400.00640010240102,null,null,null,null,100.0004000016,157182.07359582599,500.01000020000401,400.00640010240102,null,null,null,null,100.0004000016,157182.07359582599,500.01000020000401,400.00640010240102,null,null,null,null,100.0004000016,157182.07359582599,500.01000020000401,400.00640010240102,null,null,null,null,null,null,null,null,null,null,null,null,null,null,null,null,"",""]
[100.0004000016,null,null,null,null,null,null,null,null,null,null,null,100.0004000016,162043.56052981099,600.01440034560801,400.00640010240102,null,null,null,null,100.0004000016,162043.56052981099,600.01440034560801,400.00640010240102,null,null,null,null,100.0004000016,162043.56052981099,600.01440034560801,400.00640010240102,null,null,null,null,100.0004000016,162043.56052981099,600.01440034560801,400.00640010240102,null,null,null,null,100.0004000016,162043.56052981099,600.01440034560801,400.00640010240102,null,null,null,null,100.0004000016,162043.56052981099,600.01440034560801,400.00640010240102,null,null,null,null,null,null,null,null,null,null,null,null,null,null,null,null,"",""]
[400.00640010240102,null,null,null,null,null,null,null,null,null,null,null,400.00640010240102,171772.17331067199,900.03240116644201,200.0016000128,null,null,null,null,400.00640010240102,171772.17331067199,900.03240116644201,200.0016000128,null,null,null,null,400.00640010240102,171772.17331067199,900.03240116644201,200.0016000128,null,null,null,null,400.00640010240102,171772.17331067199,900.03240116644201,200.0016000128,null,null,null,null,400.00640010240102,171772.17331067199,900.03240116644201,200.0016000128,null,null,null,null,400.00640010240102,171772.17331067199,900.03240116644201,200.0016000128,null,null,null,null,null,null,null,null,null,null,null,null,null,null,null,null,"",""]
[200.0016000128,null,null,null,null,null,null,null,null,null,null,null,200.0016000128,173901.31025121501,1000.04000160006,0,null,null,null,null,200.0016000128,173901.31025121501,1000.04000160006,0,null,null,null,null,200.0016000128,173901.31025121501,1000.04000160006,0,null,null,null,null,200.0016000128,173901.31025121501,1000.04000160006,0,null,null,null,null,200.0016000128,173901.31025121501,1000.04000160006,0,null,null,null,null,200.0016000128,173901.31025121501,1000.04000160006,0,null,null,null,null,null,null,null,null,null,null,null,null,null,null,null,null,"",""]
[0,null,null,null,null,null,null,null,null,null,null,null,0,163157.915926869,1000.04000160006,300.00360004319998,null,null,null,null,0,163157.915926869,1000.04000160006,300.00360004319998,null,null,null,null,0,163157.915926869,1000.04000160006,300.00360004319998,null,null,null,null,0,163157.915926869,1000.04000160006,300.00360004319998,null,null,null,null,0,163157.915926869,1000.04000160006,300.00360004319998,null,null,null,null,0,163157.915926869,1000.04000160006,300.00360004319998,null,null,null,null,null,null,null,null,null,null,null,null,null,null,null,null,"",""]
[0,null,null,null,null,null,null,null,null,null,null,null,0,163056.60681214201,1300.0676035153799,0,null,null,null,null,0,163056.60681214201,1300.0676035153799,0,null,null,null,null,0,163056.60681214201,1300.0676035153799,0,null,null,null,null,0,163056.60681214201,1300.0676035153799,0,null,null,null,null,0,163056.60681214201,"",0,null,null,null,null,0,163056.60681214201,"",0,null,null,null,null,null,null,null,null,null,null,null,null,null,null,null,null,1300.0676035153799,""]
[500.01000020000401,null,null,null,null,null,null,null,null,null,null,null,500.01000020000401,164069.734670048,600.01440034560801,100.0004000016,null,null,null,null,500.01000020000401,164069.734670048,600.01440034560801,100.0004000016,null,null,null,null,500.01000020000401,164069.734670048,600.01440034560801,100.0004000016,null,null,null,null,500.01000020000401,164069.734670048,600.01440034560801,100.0004000016,null,null,null,null,500.01000020000401,164069.734670048,600.01440034560801,100.0004000016,null,null,null,null,500.01000020000401,164069.734670048,600.01440034560801,100.0004000016,null,null,null,null,null,null,null,null,null,null,null,null,null,null,null,null,"",""]
[0,null,null,null,null,null,null,null,null,null,null,null,0,167920.364673098,800.02560081922604,300.00360004319998,null,null,null,null,0,167920.364673098,800.02560081922604,300.00360004319998,null,null,null,null,0,167920.364673098,800.02560081922604,300.00360004319998,null,null,null,null,0,167920.364673098,800.02560081922604,300.00360004319998,null,null,null,null,0,167920.364673098,800.02560081922604,300.00360004319998,null,null,null,null,0,167920.364673098,800.02560081922604,300.00360004319998,null,null,null,null,null,null,null,null,null,null,null,null,null,null,null,null,"",""]
[100.0004000016,null,null,null,null,null,null,null,null,null,null,null,100.0004000016,172583.23062919301,500.01000020000401,100.0004000016,null,null,null,null,100.0004000016,172583.23062919301,500.01000020000401,100.0004000016,null,null,null,null,100.0004000016,172583.23062919301,500.01000020000401,100.0004000016,null,null,null,null,100.0004000016,172583.23062919301,500.01000020000401,100.0004000016,null,null,null,null,100.0004000016,172583.23062919301,500.01000020000401,100.0004000016,null,null,null,null,100.0004000016,172583.23062919301,500.01000020000401,100.0004000016,null,null,null,null,null,null,null,null,null,null,null,null,null,null,null,null,"",""]
[0,null,null,null,null,null,null,null,null,null,null,null,0,153638.42349068099,500.01000020000401,100.0004000016,null,null,null,null,0,153638.42349068099,500.01000020000401,100.0004000016,null,null,null,null,0,153638.42349068099,500.01000020000401,100.0004000016,null,null,null,null,0,153638.42349068099,500.01000020000401,100.0004000016,null,null,null,null,0,153638.42349068099,500.01000020000401,100.0004000016,null,null,null,null,0,153638.42349068099,500.01000020000401,100.0004000016,null,null,null,null,null,null,null,null,null,null,null,null,null,null,null,null,"",""]
[200.0016000128,null,null,null,null,null,null,null,null,null,null,null,200.0016000128,165994.90237607199,700.01960054881499,0,null,null,null,null,200.0016000128,165994.90237607199,700.01960054881499,0,null,null,null,null,200.0016000128,165994.90237607199,700.01960054881499,0,null,null,null,null,200.0016000128,165994.90237607199,700.01960054881499,0,null,null,null,null,200.0016000128,165994.90237607199,700.01960054881499,0,null,null,null,null,200.0016000128,165994.90237607199,700.01960054881499,0,null,null,null,null,null,null,null,null,null,null,null,null,null,null,null,null,"",""]
[0,null,null,null,null,null,null,null,null,null,null,null,0,158701.086453347,700.01960054881499,0,null,null,null,null,0,158701.086453347,700.01960054881499,0,null,null,null,null,0,158701.086453347,700.01960054881499,0,null,null,null,null,0,158701.086453347,700.01960054881499,0,null,null,null,null,0,158701.086453347,700.01960054881499,0,null,null,null,null,0,158701.086453347,700.01960054881499,0,null,null,null,null,null,null,null,null,null,null,null,null,null,null,null,null,"",""]
[300.00360004319998,null,null,null,null,null,null,null,null,null,null,null,300.00360004319998,167514.97970491499,900.03240116644201,300.00360004319998,null,null,null,null,300.00360004319998,167514.97970491499,900.03240116644201,300.00360004319998,null,null,null,null,300.00360004319998,167514.97970491499,900.03240116644201,300.00360004319998,null,null,null,null,300.00360004319998,167514.97970491499,900.03240116644201,300.00360004319998,null,null,null,null,300.00360004319998,167514.97970491499,900.03240116644201,300.00360004319998,null,null,null,null,300.00360004319998,167514.97970491499,900.03240116644201,300.00360004319998,null,null,null,null,null,null,null,null,null,null,null,null,null,null,null,null,"",""]
[100.0004000016,null,null,null,null,null,null,null,null,null,null,null,100.0004000016,157182.07359582599,700.01960054881499,200.0016000128,null,null,null,null,100.0004000016,157182.07359582599,700.01960054881499,200.0016000128,null,null,null,null,100.0004000016,157182.07359582599,700.01960054881499,200.0016000128,null,null,null,null,100.0004000016,157182.07359582599,700.01960054881499,200.0016000128,null,null,null,null,100.0004000016,157182.07359582599,700.01960054881499,200.0016000128,null,null,null,null,100.0004000016,157182.07359582599,700.01960054881499,200.0016000128,null,null,null,null,null,null,null,null,null,null,null,null,null,null,null,null,"",""]
[100.0004000016,null,null,null,null,null,null,null,null,null,null,null,100.0004000016,167514.97970491499,400.00640010240102,200.0016000128,null,null,null,null,100.0004000016,167514.97970491499,400.00640010240102,200.0016000128,null,null,null,null,100.0004000016,167514.97970491499,400.00640010240102,200.0016000128,null,null,null,null,100.0004000016,167514.97970491499,400.00640010240102,200.0016000128,null,null,null,null,100.0004000016,167514.97970491499,400.00640010240102,200.0016000128,null,null,null,null,100.0004000016,167514.97970491499,400.00640010240102,200.0016000128,null,null,null,null,null,null,null,null,null,null,null,null,null,null,null,null,"",""]
[0,null,null,null,null,null,null,null,null,null,null,null,0,145137.73500645699,800.02560081922604,200.0016000128,null,null,null,null,0,145137.73500645699,800.02560081922604,200.0016000128,null,null,null,null,0,145137.73500645699,800.02560081922604,200.0016000128,null,null,null,null,0,145137.73500645699,800.02560081922604,200.0016000128,null,null,null,null,0,145137.73500645699,800.02560081922604,200.0016000128,null,null,null,null,0,145137.73500645699,800.02560081922604,200.0016000128,null,null,null,null,null,null,null,null,null,null,null,null,null,null,null,null,"",""]
[300.00360004319998,null,null,null,null,null,null,null,null,null,null,null,300.00360004319998,158599.81322255399,900.03240116644201,100.0004000016,null,null,null,null,300.00360004319998,158599.81322255399,900.03240116644201,100.0004000016,null,null,null,null,300.00360004319998,158599.81322255399,900.03240116644201,100.0004000016,null,null,null,null,300.00360004319998,158599.81322255399,900.03240116644201,100.0004000016,null,null,null,null,300.00360004319998,158599.81322255399,900.03240116644201,100.0004000016,null,null,null,null,300.00360004319998,158599.81322255399,900.03240116644201,100.0004000016,null,null,null,null,null,null,null,null,null,null,null,null,null,null,null,null,"",""]
[300.00360004319998,null,null,null,null,null,null,null,null,null,null,null,300.00360004319998,156068.24740691201,900.03240116644201,100.0004000016,null,null,null,null,300.00360004319998,156068.24740691201,900.03240116644201,100.0004000016,null,null,null,null,300.00360004319998,156068.24740691201,900.03240116644201,100.0004000016,null,null,null,null,300.00360004319998,156068.24740691201,900.03240116644201,100.0004000016,null,null,null,null,300.00360004319998,156068.24740691201,900.03240116644201,100.0004000016,null,null,null,null,300.00360004319998,156068.24740691201,900.03240116644201,100.0004000016,null,null,null,null,null,null,null,null,null,null,null,null,null,null,null,null,"",""]
[100.0004000016,null,null,null,null,null,null,null,null,null,null,null,100.0004000016,152524.911060671,900.03240116644201,0,null,null,null,null,100.0004000016,152524.911060671,900.03240116644201,0,null,null,null,null,100.0004000016,152524.911060671,900.03240116644201,0,null,null,null,null,100.0004000016,152524.911060671,900.03240116644201,0,null,null,null,null,100.0004000016,152524.911060671,900.03240116644201,0,null,null,null,null,100.0004000016,152524.911060671,900.03240116644201,0,null,null,null,null,null,null,null,null,null,null,null,null,null,null,null,null,"",""]
[5501.2102662585703,null,null,null,null,null,null,null,null,null,null,null,5501.2102662585703,158093.45929823001,700.01960054881499,0,null,null,null,null,5501.2102662585703,158093.45929823001,700.01960054881499,0,null,null,null,null,5501.2102662585703,158093.45929823001,700.01960054881499,0,null,null,null,null,5501.2102662585703,158093.45929823001,700.01960054881499,0,null,null,null,null,5501.2102662585703,158093.45929823001,700.01960054881499,0,null,null,null,null,5501.2102662585703,158093.45929823001,700.01960054881499,0,null,null,null,null,null,null,null,null,null,null,null,null,null,null,null,null,"",""]
[65672.060799294093,null,null,null,null,null,null,null,null,null,null,null,65672.060799294093,147970.65935967199,800.02560081922604,100.0004000016,null,null,null,null,65672.060799294093,147970.65935967199,800.02560081922604,100.0004000016,null,null,null,null,"",147970.65935967199,800.02560081922604,100.0004000016,null,null,null,null,"",147970.65935967199,800.02560081922604,100.0004000016,null,null,null,null,"",147970.65935967199,800.02560081922604,100.0004000016,null,null,null,null,"",147970.65935967199,800.02560081922604,100.0004000016,null,null,null,null,null,null,null,null,null,null,null,null,null,null,null,null,"",""]
[300.00360004319998,null,null,null,null,null,null,null,null,null,null,null,300.00360004319998,146048.248225694,800.02560081922604,400.00640010240102,null,null,null,null,300.00360004319998,146048.248225694,800.02560081922604,400.00640010240102,null,null,null,null,300.00360004319998,146048.248225694,800.02560081922604,400.00640010240102,null,null,null,null,300.00360004319998,146048.248225694,800.02560081922604,400.00640010240102,null,null,null,null,300.00360004319998,146048.248225694,800.02560081922604,400.00640010240102,null,null,null,null,300.00360004319998,146048.248225694,800.02560081922604,400.00640010240102,null,null,null,null,null,null,null,null,null,null,null,null,null,null,null,null,"",""]
[200.0016000128,null,null,null,null,null,null,null,null,null,null,null,200.0016000128,154650.79307583001,400.00640010240102,200.0016000128,null,null,null,null,200.0016000128,154650.79307583001,400.00640010240102,200.0016000128,null,null,null,null,200.0016000128,154650.79307583001,400.00640010240102,200.0016000128,null,null,null,null,200.0016000128,154650.79307583001,400.00640010240102,200.0016000128,null,null,null,null,200.0016000128,154650.79307583001,400.00640010240102,200.0016000128,null,null,null,null,200.0016000128,154650.79307583001,400.00640010240102,200.0016000128,null,null,null,null,null,null,null,null,null,null,null,null,null,null,null,null,"",""]
[100.0004000016,null,null,null,null,null,null,null,null,null,null,null,100.0004000016,152221.242962408,600.01440034560801,0,null,null,null,null,100.0004000016,152221.242962408,600.01440034560801,0,null,null,null,null,100.0004000016,152221.242962408,600.01440034560801,0,null,null,null,null,100.0004000016,152221.242962408,600.01440034560801,0,null,null,null,null,100.0004000016,152221.242962408,600.01440034560801,0,null,null,null,null,100.0004000016,152221.242962408,600.01440034560801,0,null,null,null,null,null,null,null,null,null,null,null,null,null,null,null,null,"",""]
[0,null,null,null,null,null,null,null,null,null,null,null,0,158802.36049947201,1000.04000160006,100.0004000016,null,null,null,null,0,158802.36049947201,1000.04000160006,100.0004000016,null,null,null,null,0,158802.36049947201,1000.04000160006,100.0004000016,null,null,null,null,0,158802.36049947201,1000.04000160006,100.0004000016,null,null,null,null,0,158802.36049947201,1000.04000160006,100.0004000016,null,null,null,null,0,158802.36049947201,1000.04000160006,100.0004000016,null,null,null,null,null,null,null,null,null,null,null,null,null,null,null,null,"",""]
[100.0004000016,null,null,null,null,null,null,null,null,null,null,null,100.0004000016,154650.79307583001,900.03240116644201,300.00360004319998,null,null,null,null,100.0004000016,154650.79307583001,900.03240116644201,300.00360004319998,null,null,null,null,100.0004000016,154650.79307583001,900.03240116644201,300.00360004319998,null,null,null,null,100.0004000016,154650.79307583001,900.03240116644201,300.00360004319998,null,null,null,null,100.0004000016,154650.79307583001,900.03240116644201,300.00360004319998,null,null,null,null,100.0004000016,154650.79307583001,900.03240116644201,300.00360004319998,null,null,null,null,null,null,null,null,null,null,null,null,null,null,null,null,"",""]
[300.00360004319998,null,null,null,null,null,null,null,null,null,null,null,300.00360004319998,153739.65678225301,800.02560081922604,200.0016000128,null,null,null,null,300.00360004319998,153739.65678225301,800.02560081922604,200.0016000128,null,null,null,null,300.00360004319998,153739.65678225301,800.02560081922604,200.0016000128,null,null,null,null,300.00360004319998,153739.65678225301,800.02560081922604,200.0016000128,null,null,null,null,300.00360004319998,153739.65678225301,800.02560081922604,200.0016000128,null,null,null,null,300.00360004319998,153739.65678225301,800.02560081922604,200.0016000128,null,null,null,null,null,null,null,null,null,null,null,null,null,null,null,null,"",""]
[100.0004000016,null,null,null,null,null,null,null,null,null,null,null,100.0004000016,153334.72850496601,400.00640010240102,100.0004000016,null,null,null,null,100.0004000016,153334.72850496601,400.00640010240102,100.0004000016,null,null,null,null,100.0004000016,153334.72850496601,400.00640010240102,100.0004000016,null,null,null,null,100.0004000016,153334.72850496601,400.00640010240102,100.0004000016,null,null,null,null,100.0004000016,153334.72850496601,400.00640010240102,100.0004000016,null,null,null,null,100.0004000016,153334.72850496601,400.00640010240102,100.0004000016,null,null,null,null,null,null,null,null,null,null,null,null,null,null,null,null,"",""]
[200.0016000128,null,null,null,null,null,null,null,null,null,null,null,200.0016000128,157890.923435481,800.02560081922604,0,null,null,null,null,200.0016000128,157890.923435481,800.02560081922604,0,null,null,null,null,200.0016000128,157890.923435481,800.02560081922604,0,null,null,null,null,200.0016000128,157890.923435481,800.02560081922604,0,null,null,null,null,200.0016000128,157890.923435481,800.02560081922604,0,null,null,null,null,200.0016000128,157890.923435481,800.02560081922604,0,null,null,null,null,null,null,null,null,null,null,null,null,null,null,null,null,"",""]
[300.00360004319998,null,null,null,null,null,null,null,null,null,null,null,300.00360004319998,163461.848165684,1100.04840212969,300.00360004319998,null,null,null,null,300.00360004319998,163461.848165684,1100.04840212969,300.00360004319998,null,null,null,null,300.00360004319998,163461.848165684,1100.04840212969,300.00360004319998,null,null,null,null,300.00360004319998,163461.848165684,1100.04840212969,300.00360004319998,null,null,null,null,300.00360004319998,163461.848165684,1100.04840212969,300.00360004319998,null,null,null,null,300.00360004319998,163461.848165684,1100.04840212969,300.00360004319998,null,null,null,null,null,null,null,null,null,null,null,null,null,null,null,null,"",""]
[200.0016000128,null,null,null,null,null,null,null,null,null,null,null,200.0016000128,158599.81322255399,500.01000020000401,0,null,null,null,null,200.0016000128,158599.81322255399,500.01000020000401,0,null,null,null,null,200.0016000128,158599.81322255399,500.01000020000401,0,null,null,null,null,200.0016000128,158599.81322255399,500.01000020000401,0,null,null,null,null,200.0016000128,158599.81322255399,500.01000020000401,0,null,null,null,null,200.0016000128,158599.81322255399,500.01000020000401,0,null,null,null,null,null,null,null,null,null,null,null,null,null,null,null,null,"",""]
[200.0016000128,null,null,null,null,null,null,null,null,null,null,null,200.0016000128,175320.93499127901,1100.04840212969,200.0016000128,null,null,null,null,200.0016000128,175320.93499127901,1100.04840212969,200.0016000128,null,null,null,null,200.0016000128,175320.93499127901,1100.04840212969,200.0016000128,null,null,null,null,200.0016000128,175320.93499127901,1100.04840212969,200.0016000128,null,null,null,null,200.0016000128,175320.93499127901,1100.04840212969,200.0016000128,null,null,null,null,200.0016000128,175320.93499127901,1100.04840212969,200.0016000128,null,null,null,null,null,null,null,null,null,null,null,null,null,null,null,null,"",""]
[100.0004000016,null,null,null,null,null,null,null,null,null,null,null,100.0004000016,157485.861492945,700.01960054881499,200.0016000128,null,null,null,null,100.0004000016,157485.861492945,700.01960054881499,200.0016000128,null,null,null,null,100.0004000016,157485.861492945,700.01960054881499,200.0016000128,null,null,null,null,100.0004000016,157485.861492945,700.01960054881499,200.0016000128,null,null,null,null,100.0004000016,157485.861492945,700.01960054881499,200.0016000128,null,null,null,null,100.0004000016,157485.861492945,700.01960054881499,200.0016000128,null,null,null,null,null,null,null,null,null,null,null,null,null,null,null,null,"",""]
[0,null,null,null,null,null,null,null,null,null,null,null,0,157587.125755733,600.01440034560801,200.0016000128,null,null,null,null,0,157587.125755733,600.01440034560801,200.0016000128,null,null,null,null,0,157587.125755733,600.01440034560801,200.0016000128,null,null,null,null,0,157587.125755733,600.01440034560801,200.0016000128,null,null,null,null,0,157587.125755733,600.01440034560801,200.0016000128,null,null,null,null,0,157587.125755733,600.01440034560801,200.0016000128,null,null,null,null,null,null,null,null,null,null,null,null,null,null,null,null,"",""]
[0,null,null,null,null,null,null,null,null,null,null,null,0,163664.473737186,900.03240116644201,400.00640010240102,null,null,null,null,0,163664.473737186,900.03240116644201,400.00640010240102,null,null,null,null,0,163664.473737186,900.03240116644201,400.00640010240102,null,null,null,null,0,163664.473737186,900.03240116644201,400.00640010240102,null,null,null,null,0,163664.473737186,900.03240116644201,400.00640010240102,null,null,null,null,0,163664.473737186,900.03240116644201,400.00640010240102,null,null,null,null,null,null,null,null,null,null,null,null,null,null,null,null,"",""]
[100.0004000016,null,null,null,null,null,null,null,null,null,null,null,100.0004000016,169947.485421566,700.01960054881499,100.0004000016,null,null,null,null,100.0004000016,169947.485421566,700.01960054881499,100.0004000016,null,null,null,null,100.0004000016,169947.485421566,700.01960054881499,100.0004000016,null,null,null,null,100.0004000016,169947.485421566,700.01960054881499,100.0004000016,null,null,null,null,100.0004000016,169947.485421566,700.01960054881499,100.0004000016,null,null,null,null,100.0004000016,169947.485421566,700.01960054881499,100.0004000016,null,null,null,null,null,null,null,null,null,null,null,null,null,null,null,null,"",""]
[300.00360004319998,null,null,null,null,null,null,null,null,null,null,null,300.00360004319998,157890.923435481,500.01000020000401,100.0004000016,null,null,null,null,300.00360004319998,157890.923435481,500.01000020000401,100.0004000016,null,null,null,null,300.00360004319998,157890.923435481,500.01000020000401,100.0004000016,null,null,null,null,300.00360004319998,157890.923435481,500.01000020000401,100.0004000016,null,null,null,null,300.00360004319998,157890.923435481,500.01000020000401,100.0004000016,null,null,null,null,300.00360004319998,157890.923435481,500.01000020000401,100.0004000016,null,null,null,null,null,null,null,null,null,null,null,null,null,null,null,null,"",""]
[0,null,null,null,null,null,null,null,null,null,null,null,0,143721.512163526,300.00360004319998,0,null,null,null,null,0,143721.512163526,300.00360004319998,0,null,null,null,null,0,143721.512163526,300.00360004319998,0,null,null,null,null,0,143721.512163526,300.00360004319998,0,null,null,null,null,0,143721.512163526,300.00360004319998,0,null,null,null,null,0,143721.512163526,300.00360004319998,0,null,null,null,null,null,null,null,null,null,null,null,null,null,null,null,null,"",""]
[200.0016000128,null,null,null,null,null,null,null,null,null,null,null,200.0016000128,153537.19101394899,600.01440034560801,34046.3029720419,null,null,null,null,200.0016000128,153537.19101394899,600.01440034560801,34046.3029720419,null,null,null,null,200.0016000128,153537.19101394899,600.01440034560801,"",null,null,null,null,200.0016000128,153537.19101394899,600.01440034560801,"",null,null,null,null,200.0016000128,153537.19101394899,600.01440034560801,"",null,null,null,null,200.0016000128,153537.19101394899,600.01440034560801,"",null,null,null,null,null,null,null,null,null,null,null,null,null,null,null,null,"",34046.3029720419]
[100.0004000016,null,null,null,null,null,null,null,null,null,null,null,100.0004000016,144227.28772237501,1100.04840212969,400.00640010240102,null,null,null,null,100.0004000016,144227.28772237501,1100.04840212969,400.00640010240102,null,null,null,null,100.0004000016,144227.28772237501,1100.04840212969,400.00640010240102,null,null,null,null,100.0004000016,144227.28772237501,1100.04840212969,400.00640010240102,null,null,null,null,100.0004000016,144227.28772237501,1100.04840212969,400.00640010240102,null,null,null,null,100.0004000016,144227.28772237501,1100.04840212969,400.00640010240102,null,null,null,null,null,null,null,null,null,null,null,null,null,null,null,null,"",""]
[4800.9217769811803,null,null,null,null,null,null,null,null,null,null,null,4800.9217769811803,158498.54080708401,700.01960054881499,0,null,null,null,null,4800.9217769811803,158498.54080708401,700.01960054881499,0,null,null,null,null,4800.9217769811803,158498.54080708401,700.01960054881499,0,null,null,null,null,4800.9217769811803,158498.54080708401,700.01960054881499,0,null,null,null,null,4800.9217769811803,158498.54080708401,700.01960054881499,0,null,null,null,null,4800.9217769811803,158498.54080708401,700.01960054881499,0,null,null,null,null,null,null,null,null,null,null,null,null,null,null,null,null,"",""]
[62857.646978622302,null,null,null,null,null,null,null,null,null,null,null,62857.646978622302,158903.63536093899,800.02560081922604,100.0004000016,null,null,null,null,62857.646978622302,158903.63536093899,800.02560081922604,100.0004000016,null,null,null,null,"",158903.63536093899,800.02560081922604,100.0004000016,null,null,null,null,"",158903.63536093899,800.02560081922604,100.0004000016,null,null,null,null,"",158903.63536093899,800.02560081922604,100.0004000016,null,null,null,null,"",158903.63536093899,800.02560081922604,100.0004000016,null,null,null,null,null,null,null,null,null,null,null,null,null,null,null,null,"",""]
[100.0004000016,null,null,null,null,null,null,null,null,null,null,null,100.0004000016,135631.86956818899,800.02560081922604,0,null,null,null,null,100.0004000016,135631.86956818899,800.02560081922604,0,null,null,null,null,100.0004000016,135631.86956818899,800.02560081922604,0,null,null,null,null,100.0004000016,135631.86956818899,800.02560081922604,0,null,null,null,null,100.0004000016,135631.86956818899,800.02560081922604,0,null,null,null,null,100.0004000016,135631.86956818899,800.02560081922604,0,null,null,null,null,null,null,null,null,null,null,null,null,null,null,null,null,"",""]
[1500.09000540032,null,null,null,null,null,null,null,null,null,null,null,1500.09000540032,147464.73319545799,900.03240116644201,100.0004000016,null,null,null,null,1500.09000540032,147464.73319545799,900.03240116644201,100.0004000016,null,null,null,null,1500.09000540032,147464.73319545799,900.03240116644201,100.0004000016,null,null,null,null,1500.09000540032,147464.73319545799,900.03240116644201,100.0004000016,null,null,null,null,1500.09000540032,147464.73319545799,900.03240116644201,100.0004000016,null,null,null,null,1500.09000540032,147464.73319545799,900.03240116644201,100.0004000016,null,null,null,null,null,null,null,null,null,null,null,null,null,null,null,null,"",""]
[100.0004000016,null,null,null,null,null,null,null,null,null,null,null,100.0004000016,147060.00692047001,1500.09000540032,0,null,null,null,null,100.0004000016,147060.00692047001,1500.09000540032,0,null,null,null,null,100.0004000016,147060.00692047001,1500.09000540032,0,null,null,null,null,100.0004000016,147060.00692047001,"",0,null,null,null,null,100.0004000016,147060.00692047001,"",0,null,null,null,null,100.0004000016,147060.00692047001,"",0,null,null,null,null,null,null,null,null,null,null,null,null,null,null,null,null,1500.09000540032,""]
[100.0004000016,null,null,null,null,null,null,null,null,null,null,null,100.0004000016,162043.56052981099,1200.0576027649299,0,null,null,null,null,100.0004000016,162043.56052981099,1200.0576027649299,0,null,null,null,null,100.0004000016,162043.56052981099,1200.0576027649299,0,null,null,null,null,100.0004000016,162043.56052981099,1200.0576027649299,0,null,null,null,null,100.0004000016,162043.56052981099,1200.0576027649299,0,null,null,null,null,100.0004000016,162043.56052981099,1200.0576027649299,0,null,null,null,null,null,null,null,null,null,null,null,null,null,null,null,null,"",""]
[200.0016000128,null,null,null,null,null,null,null,null,null,null,null,200.0016000128,162752.684362456,600.01440034560801,300.00360004319998,null,null,null,null,200.0016000128,162752.684362456,600.01440034560801,300.00360004319998,null,null,null,null,200.0016000128,162752.684362456,600.01440034560801,300.00360004319998,null,null,null,null,200.0016000128,162752.684362456,600.01440034560801,300.00360004319998,null,null,null,null,200.0016000128,162752.684362456,600.01440034560801,300.00360004319998,null,null,null,null,200.0016000128,162752.684362456,600.01440034560801,300.00360004319998,null,null,null,null,null,null,null,null,null,null,null,null,null,null,null,null,"",""]
[300.00360004319998,null,null,null,null,null,null,null,null,null,null,null,300.00360004319998,160017.712652469,900.03240116644201,200.0016000128,null,null,null,null,300.00360004319998,160017.712652469,900.03240116644201,200.0016000128,null,null,null,null,300.00360004319998,160017.712652469,900.03240116644201,200.0016000128,null,null,null,null,300.00360004319998,160017.712652469,900.03240116644201,200.0016000128,null,null,null,null,300.00360004319998,160017.712652469,900.03240116644201,200.0016000128,null,null,null,null,300.00360004319998,160017.712652469,900.03240116644201,200.0016000128,null,null,null,null,null,null,null,null,null,null,null,null,null,null,null,null,"",""]
[100.0004000016,null,null,null,null,null,null,null,null,null,null,null,100.0004000016,167210.94954880199,900.03240116644201,200.0016000128,null,null,null,null,100.0004000016,167210.94954880199,900.03240116644201,200.0016000128,null,null,null,null,100.0004000016,167210.94954880199,900.03240116644201,200.0016000128,null,null,null,null,100.0004000016,167210.94954880199,900.03240116644201,200.0016000128,null,null,null,null,100.0004000016,167210.94954880199,900.03240116644201,200.0016000128,null,null,null,null,100.0004000016,167210.94954880199,900.03240116644201,200.0016000128,null,null,null,null,null,null,null,null,null,null,null,null,null,null,null,null,"",""]
[300.00360004319998,null,null,null,null,null,null,null,null,null,null,null,300.00360004319998,175726.57146885199,700.01960054881499,100.0004000016,null,null,null,null,300.00360004319998,175726.57146885199,700.01960054881499,100.0004000016,null,null,null,null,300.00360004319998,175726.57146885199,700.01960054881499,100.0004000016,null,null,null,null,300.00360004319998,175726.57146885199,700.01960054881499,100.0004000016,null,null,null,null,300.00360004319998,175726.57146885199,700.01960054881499,100.0004000016,null,null,null,null,300.00360004319998,175726.57146885199,700.01960054881499,100.0004000016,null,null,null,null,null,null,null,null,null,null,null,null,null,null,null,null,"",""]
[100.0004000016,null,null,null,null,null,null,null,null,null,null,null,100.0004000016,165589.57943266601,800.02560081922604,100.0004000016,null,null,null,null,100.0004000016,165589.57943266601,800.02560081922604,100.0004000016,null,null,null,null,100.0004000016,165589.57943266601,800.02560081922604,100.0004000016,null,null,null,null,100.0004000016,165589.57943266601,800.02560081922604,100.0004000016,null,null,null,null,100.0004000016,165589.57943266601,800.02560081922604,100.0004000016,null,null,null,null,100.0004000016,165589.57943266601,800.02560081922604,100.0004000016,null,null,null,null,null,null,null,null,null,null,null,null,null,null,null,null,"",""]
[300.00360004319998,null,null,null,null,null,null,null,null,null,null,null,300.00360004319998,169744.75865235101,900.03240116644201,100.0004000016,null,null,null,null,300.00360004319998,169744.75865235101,900.03240116644201,100.0004000016,null,null,null,null,300.00360004319998,169744.75865235101,900.03240116644201,100.0004000016,null,null,null,null,300.00360004319998,169744.75865235101,900.03240116644201,100.0004000016,null,null,null,null,300.00360004319998,169744.75865235101,900.03240116644201,100.0004000016,null,null,null,null,300.00360004319998,169744.75865235101,900.03240116644201,100.0004000016,null,null,null,null,null,null,null,null,null,null,null,null,null,null,null,null,"",""]
[200.0016000128,null,null,null,null,null,null,null,null,null,null,null,200.0016000128,167210.94954880199,600.01440034560801,100.0004000016,null,null,null,null,{"$f":"IF(M387=\"\",\"\",IF(M387<Q$3+5*Q$7,M387,\"\"))","v":200.0016000128},{"$f":"IF(N387=\"\",\"\",IF(N387<R$3+5*R$7,N387,\"\"))","v":167210.94954880199},{"$f":"IF(O387=\"\",\"\",IF(O387<S$3+5*S$7,O387,\"\"))","v":600.01440034560801},{"$f":"IF(P387=\"\",\"\",IF(P387<T$3+5*T$7,P387,\"\"))","v":100.0004000016},null,null,null,null,{"$f":"IF(U387=\"\",\"\",IF(U387<Y$3+5*Y$7,U387,\"\"))","v":200.0016000128},{"$f":"IF(V387=\"\",\"\",IF(V387<Z$3+5*Z$7,V387,\"\"))","v":167210.94954880199},{"$f":"IF(W387=\"\",\"\",IF(W387<AA$3+5*AA$7,W387,\"\"))","v":600.01440034560801},{"$f":"IF(X387=\"\",\"\",IF(X387<AB$3+5*AB$7,X387,\"\"))","v":100.0004000016},null,null,null,null,{"$f":"IF(AC387=\"\",\"\",IF(AC387<AG$3+5*AG$7,AC387,\"\"))","v":200.0016000128},{"$f":"IF(AD387=\"\",\"\",IF(AD387<AH$3+5*AH$7,AD387,\"\"))","v":167210.94954880199},{"$f":"IF(AE387=\"\",\"\",IF(AE387<AI$3+5*AI$7,AE387,\"\"))","v":600.01440034560801},{"$f":"IF(AF387=\"\",\"\",IF(AF387<AJ$3+5*AJ$7,AF387,\"\"))","v":100.0004000016},null,null,null,null,{"$f":"IF(AK387=\"\",\"\",IF(AK387<AO$3+5*AO$7,AK387,\"\"))","v":200.0016000128},{"$f":"IF(AL387=\"\",\"\",IF(AL387<AP$3+5*AP$7,AL387,\"\"))","v":167210.94954880199},{"$f":"IF(AM387=\"\",\"\",IF(AM387<AQ$3+5*AQ$7,AM387,\"\"))","v":600.01440034560801},{"$f":"IF(AN387=\"\",\"\",IF(AN387<AR$3+5*AR$7,AN387,\"\"))","v":100.0004000016},null,null,null,null,{"$f":"IF(AS387=\"\",\"\",IF(AS387<AW$3+5*AW$7,AS387,\"\"))","v":200.0016000128},{"$f":"IF(AT387=\"\",\"\",IF(AT387<AX$3+5*AX$7,AT387,\"\"))","v":167210.94954880199},{"$f":"IF(AU387=\"\",\"\",IF(AU387<AY$3+5*AY$7,AU387,\"\"))","v":600.01440034560801},{"$f":"IF(AV387=\"\",\"\",IF(AV387<AZ$3+5*AZ$7,AV387,\"\"))","v":100.0004000016},null,null,null,null,null,null,null,null,null,null,null,null,null,null,null,null,{"$f":"IF(O387<$BG$3,\"\",O387)","v":""},{"$f":"IF(P387<$BH$3,\"\",P387)","v":""}]
[300.00360004319998,null,null,null,null,null,null,null,null,null,null,null,300.00360004319998,168528.46661243599,400.00640010240102,300.00360004319998,null,null,null,null,300.00360004319998,168528.46661243599,400.00640010240102,300.00360004319998,null,null,null,null,300.00360004319998,168528.46661243599,400.00640010240102,300.00360004319998,null,null,null,null,300.00360004319998,168528.46661243599,400.00640010240102,300.00360004319998,null,null,null,null,300.00360004319998,168528.46661243599,400.00640010240102,300.00360004319998,null,null,null,null,300.00360004319998,168528.46661243599,400.00640010240102,300.00360004319998,null,null,null,null,null,null,null,null,null,null,null,null,null,null,null,null,"",""]
[200.0016000128,null,null,null,null,null,null,null,null,null,null,null,200.0016000128,165589.57943266601,500.01000020000401,0,null,null,null,null,200.0016000128,165589.57943266601,500.01000020000401,0,null,null,null,null,200.0016000128,165589.57943266601,500.01000020000401,0,null,null,null,null,200.0016000128,165589.57943266601,500.01000020000401,0,null,null,null,null,200.0016000128,165589.57943266601,500.01000020000401,0,null,null,null,null,200.0016000128,165589.57943266601,500.01000020000401,0,null,null,null,null,null,null,null,null,null,null,null,null,null,null,null,null,"",""]
[100.0004000016,null,null,null,null,null,null,null,null,null,null,null,100.0004000016,174408.30070729999,1200.0576027649299,100.0004000016,null,null,null,null,100.0004000016,174408.30070729999,1200.0576027649299,100.0004000016,null,null,null,null,100.0004000016,174408.30070729999,1200.0576027649299,100.0004000016,null,null,null,null,100.0004000016,174408.30070729999,1200.0576027649299,100.0004000016,null,null,null,null,100.0004000016,174408.30070729999,1200.0576027649299,100.0004000016,null,null,null,null,100.0004000016,174408.30070729999,1200.0576027649299,100.0004000016,null,null,null,null,null,null,null,null,null,null,null,null,null,null,null,null,"",""]
[200.0016000128,null,null,null,null,null,null,null,null,null,null,null,200.0016000128,168427.11424855099,1100.04840212969,400.00640010240102,null,null,null,null,200.0016000128,168427.11424855099,1100.04840212969,400.00640010240102,null,null,null,null,200.0016000128,168427.11424855099,1100.04840212969,400.00640010240102,null,null,null,null,200.0016000128,168427.11424855099,1100.04840212969,400.00640010240102,null,null,null,null,200.0016000128,168427.11424855099,1100.04840212969,400.00640010240102,null,null,null,null,200.0016000128,168427.11424855099,1100.04840212969,400.00640010240102,null,null,null,null,null,null,null,null,null,null,null,null,null,null,null,null,"",""]
[200.0016000128,null,null,null,null,null,null,null,null,null,null,null,200.0016000128,176943.55933500599,800.02560081922604,200.0016000128,null,null,null,null,200.0016000128,176943.55933500599,800.02560081922604,200.0016000128,null,null,null,null,200.0016000128,176943.55933500599,800.02560081922604,200.0016000128,null,null,null,null,200.0016000128,176943.55933500599,800.02560081922604,200.0016000128,null,null,null,null,200.0016000128,176943.55933500599,800.02560081922604,200.0016000128,null,null,null,null,200.0016000128,176943.55933500599,800.02560081922604,200.0016000128,null,null,null,null,null,null,null,null,null,null,null,null,null,null,null,null,"",""]
[200.0016000128,null,null,null,null,null,null,null,null,null,null,null,200.0016000128,155258.253943338,1300.0676035153799,100.0004000016,null,null,null,null,200.0016000128,155258.253943338,1300.0676035153799,100.0004000016,null,null,null,null,200.0016000128,155258.253943338,1300.0676035153799,100.0004000016,null,null,null,null,200.0016000128,155258.253943338,1300.0676035153799,100.0004000016,null,null,null,null,200.0016000128,155258.253943338,"",100.0004000016,null,null,null,null,200.0016000128,155258.253943338,"",100.0004000016,null,null,null,null,null,null,null,null,null,null,null,null,null,null,null,null,1300.0676035153799,""]
[300.00360004319998,null,null,null,null,null,null,null,null,null,null,null,300.00360004319998,163056.60681214201,800.02560081922604,100.0004000016,null,null,null,null,300.00360004319998,163056.60681214201,800.02560081922604,100.0004000016,null,null,null,null,300.00360004319998,163056.60681214201,800.02560081922604,100.0004000016,null,null,null,null,300.00360004319998,163056.60681214201,800.02560081922604,100.0004000016,null,null,null,null,300.00360004319998,163056.60681214201,800.02560081922604,100.0004000016,null,null,null,null,300.00360004319998,163056.60681214201,800.02560081922604,100.0004000016,null,null,null,null,null,null,null,null,null,null,null,null,null,null,null,null,"",""]
[200.0016000128,null,null,null,null,null,null,null,null,null,null,null,200.0016000128,170454.31663223301,1200.0576027649299,300.00360004319998,null,null,null,null,200.0016000128,170454.31663223301,1200.0576027649299,300.00360004319998,null,null,null,null,200.0016000128,170454.31663223301,1200.0576027649299,300.00360004319998,null,null,null,null,200.0016000128,170454.31663223301,1200.0576027649299,300.00360004319998,null,null,null,null,200.0016000128,170454.31663223301,1200.0576027649299,300.00360004319998,null,null,null,null,200.0016000128,170454.31663223301,1200.0576027649299,300.00360004319998,null,null,null,null,null,null,null,null,null,null,null,null,null,null,null,null,"",""]
[0,null,null,null,null,null,null,null,null,null,null,null,0,170251.58169860899,900.03240116644201,400.00640010240102,null,null,null,null,0,170251.58169860899,900.03240116644201,400.00640010240102,null,null,null,null,0,170251.58169860899,900.03240116644201,400.00640010240102,null,null,null,null,0,170251.58169860899,900.03240116644201,400.00640010240102,null,null,null,null,0,170251.58169860899,900.03240116644201,400.00640010240102,null,null,null,null,0,170251.58169860899,900.03240116644201,400.00640010240102,null,null,null,null,null,null,null,null,null,null,null,null,null,null,null,null,"",""]
[0,null,null,null,null,null,null,null,null,null,null,null,0,160118.997298809,400.00640010240102,0,null,null,null,null,0,160118.997298809,400.00640010240102,0,null,null,null,null,0,160118.997298809,400.00640010240102,0,null,null,null,null,0,160118.997298809,400.00640010240102,0,null,null,null,null,0,160118.997298809,400.00640010240102,0,null,null,null,null,0,160118.997298809,400.00640010240102,0,null,null,null,null,null,null,null,null,null,null,null,null,null,null,null,null,"",""]
[0,null,null,null,null,null,null,null,null,null,null,null,0,161435.77191259101,600.01440034560801,100.0004000016,null,null,null,null,0,161435.77191259101,600.01440034560801,100.0004000016,null,null,null,null,0,161435.77191259101,600.01440034560801,100.0004000016,null,null,null,null,0,161435.77191259101,600.01440034560801,100.0004000016,null,null,null,null,0,161435.77191259101,600.01440034560801,100.0004000016,null,null,null,null,0,161435.77191259101,600.01440034560801,100.0004000016,null,null,null,null,null,null,null,null,null,null,null,null,null,null,null,null,"",""]
[300.00360004319998,null,null,null,null,null,null,null,null,null,null,null,300.00360004319998,171569.417147275,600.01440034560801,100.0004000016,null,null,null,null,300.00360004319998,171569.417147275,600.01440034560801,100.0004000016,null,null,null,null,300.00360004319998,171569.417147275,600.01440034560801,100.0004000016,null,null,null,null,300.00360004319998,171569.417147275,600.01440034560801,100.0004000016,null,null,null,null,300.00360004319998,171569.417147275,600.01440034560801,100.0004000016,null,null,null,null,300.00360004319998,171569.417147275,600.01440034560801,100.0004000016,null,null,null,null,null,null,null,null,null,null,null,null,null,null,null,null,"",""]
[0,null,null,null,null,null,null,null,null,null,null,null,0,169947.485421566,600.01440034560801,0,null,null,null,null,0,169947.485421566,600.01440034560801,0,null,null,null,null,0,169947.485421566,600.01440034560801,0,null,null,null,null,0,169947.485421566,600.01440034560801,0,null,null,null,null,0,169947.485421566,600.01440034560801,0,null,null,null,null,0,169947.485421566,600.01440034560801,0,null,null,null,null,null,null,null,null,null,null,null,null,null,null,null,null,"",""]
[100.0004000016,null,null,null,null,null,null,null,null,null,null,null,100.0004000016,159106.18752993899,1100.04840212969,100.0004000016,null,null,null,null,100.0004000016,159106.18752993899,1100.04840212969,100.0004000016,null,null,null,null,100.0004000016,159106.18752993899,1100.04840212969,100.0004000016,null,null,null,null,100.0004000016,159106.18752993899,1100.04840212969,100.0004000016,null,null,null,null,100.0004000016,159106.18752993899,1100.04840212969,100.0004000016,null,null,null,null,100.0004000016,159106.18752993899,1100.04840212969,100.0004000016,null,null,null,null,null,null,null,null,null,null,null,null,null,null,null,null,"",""]
[400.00640010240102,null,null,null,null,null,null,null,null,null,null,null,400.00640010240102,155966.99537130201,900.03240116644201,300.00360004319998,null,null,null,null,400.00640010240102,155966.99537130201,900.03240116644201,300.00360004319998,null,null,null,null,400.00640010240102,155966.99537130201,900.03240116644201,300.00360004319998,null,null,null,null,400.00640010240102,155966.99537130201,900.03240116644201,300.00360004319998,null,null,null,null,400.00640010240102,155966.99537130201,900.03240116644201,300.00360004319998,null,null,null,null,400.00640010240102,155966.99537130201,900.03240116644201,300.00360004319998,null,null,null,null,null,null,null,null,null,null,null,null,null,null,null,null,"",""]
[100.0004000016,null,null,null,null,null,null,null,null,null,null,null,100.0004000016,156068.24740691201,600.01440034560801,100.0004000016,null,null,null,null,100.0004000016,156068.24740691201,600.01440034560801,100.0004000016,null,null,null,null,100.0004000016,156068.24740691201,600.01440034560801,100.0004000016,null,null,null,null,100.0004000016,156068.24740691201,600.01440034560801,100.0004000016,null,null,null,null,100.0004000016,156068.24740691201,600.01440034560801,100.0004000016,null,null,null,null,100.0004000016,156068.24740691201,600.01440034560801,100.0004000016,null,null,null,null,null,null,null,null,null,null,null,null,null,null,null,null,"",""]
[100.0004000016,null,null,null,null,null,null,null,null,null,null,null,100.0004000016,160017.712652469,700.01960054881499,100.0004000016,null,null,null,null,100.0004000016,160017.712652469,700.01960054881499,100.0004000016,null,null,null,null,100.0004000016,160017.712652469,700.01960054881499,100.0004000016,null,null,null,null,100.0004000016,160017.712652469,700.01960054881499,100.0004000016,null,null,null,null,100.0004000016,160017.712652469,700.01960054881499,100.0004000016,null,null,null,null,100.0004000016,160017.712652469,700.01960054881499,100.0004000016,null,null,null,null,null,null,null,null,null,null,null,null,null,null,null,null,"",""]
[41468.672121032403,null,null,null,null,null,null,null,null,null,null,null,41468.672121032403,131386.89066439299,1400.0784043906399,200.0016000128,null,null,null,null,41468.672121032403,131386.89066439299,1400.0784043906399,200.0016000128,null,null,null,null,41468.672121032403,131386.89066439299,1400.0784043906399,200.0016000128,null,null,null,null,41468.672121032403,131386.89066439299,"",200.0016000128,null,null,null,null,"",131386.89066439299,"",200.0016000128,null,null,null,null,"",131386.89066439299,"",200.0016000128,null,null,null,null,null,null,null,null,null,null,null,null,null,null,null,null,1400.0784043906399,""]
[600.01440034560801,null,null,null,null,null,null,null,null,null,null,null,600.01440034560801,151107.855998841,800.02560081922604,0,null,null,null,null,600.01440034560801,151107.855998841,800.02560081922604,0,null,null,null,null,600.01440034560801,151107.855998841,800.02560081922604,0,null,null,null,null,600.01440034560801,151107.855998841,800.02560081922604,0,null,null,null,null,600.01440034560801,151107.855998841,800.02560081922604,0,null,null,null,null,600.01440034560801,151107.855998841,800.02560081922604,0,null,null,null,null,null,null,null,null,null,null,null,null,null,null,null,null,"",""]
[200.0016000128,null,null,null,null,null,null,null,null,null,null,null,200.0016000128,161131.88861468801,1000.04000160006,200.0016000128,null,null,null,null,200.0016000128,161131.88861468801,1000.04000160006,200.0016000128,null,null,null,null,200.0016000128,161131.88861468801,1000.04000160006,200.0016000128,null,null,null,null,200.0016000128,161131.88861468801,1000.04000160006,200.0016000128,null,null,null,null,200.0016000128,161131.88861468801,1000.04000160006,200.0016000128,null,null,null,null,200.0016000128,161131.88861468801,1000.04000160006,200.0016000128,null,null,null,null,null,null,null,null,null,null,null,null,null,null,null,null,"",""]
[100.0004000016,null,null,null,null,null,null,null,null,null,null,null,100.0004000016,173799.91461047,1100.04840212969,300.00360004319998,null,null,null,null,100.0004000016,173799.91461047,1100.04840212969,300.00360004319998,null,null,null,null,100.0004000016,173799.91461047,1100.04840212969,300.00360004319998,null,null,null,null,100.0004000016,173799.91461047,1100.04840212969,300.00360004319998,null,null,null,null,100.0004000016,173799.91461047,1100.04840212969,300.00360004319998,null,null,null,null,100.0004000016,173799.91461047,1100.04840212969,300.00360004319998,null,null,null,null,null,null,null,null,null,null,null,null,null,null,null,null,"",""]
[0,null,null,null,null,null,null,null,null,null,null,null,0,161435.77191259101,500.01000020000401,0,null,null,null,null,0,161435.77191259101,500.01000020000401,0,null,null,null,null,0,161435.77191259101,500.01000020000401,0,null,null,null,null,0,161435.77191259101,500.01000020000401,0,null,null,null,null,0,161435.77191259101,500.01000020000401,0,null,null,null,null,0,161435.77191259101,500.01000020000401,0,null,null,null,null,null,null,null,null,null,null,null,null,null,null,null,null,"",""]
[100.0004000016,null,null,null,null,null,null,null,null,null,null,null,100.0004000016,159511.30165247599,1400.0784043906399,100.0004000016,null,null,null,null,100.0004000016,159511.30165247599,1400.0784043906399,100.0004000016,null,null,null,null,100.0004000016,159511.30165247599,1400.0784043906399,100.0004000016,null,null,null,null,100.0004000016,159511.30165247599,"",100.0004000016,null,null,null,null,100.0004000016,159511.30165247599,"",100.0004000016,null,null,null,null,100.0004000016,159511.30165247599,"",100.0004000016,null,null,null,null,null,null,null,null,null,null,null,null,null,null,null,null,1400.0784043906399,""]
[0,null,null,null,null,null,null,null,null,null,null,null,0,171265.28902653599,1000.04000160006,100.0004000016,null,null,null,null,0,171265.28902653599,1000.04000160006,100.0004000016,null,null,null,null,0,171265.28902653599,1000.04000160006,100.0004000016,null,null,null,null,0,171265.28902653599,1000.04000160006,100.0004000016,null,null,null,null,0,171265.28902653599,1000.04000160006,100.0004000016,null,null,null,null,0,171265.28902653599,1000.04000160006,100.0004000016,null,null,null,null,null,null,null,null,null,null,null,null,null,null,null,null,"",""]
[0,null,null,null,null,null,null,null,null,null,null,null,0,173901.31025121501,500.01000020000401,0,null,null,null,null,0,173901.31025121501,500.01000020000401,0,null,null,null,null,0,173901.31025121501,500.01000020000401,0,null,null,null,null,0,173901.31025121501,500.01000020000401,0,null,null,null,null,0,173901.31025121501,500.01000020000401,0,null,null,null,null,0,173901.31025121501,500.01000020000401,0,null,null,null,null,null,null,null,null,null,null,null,null,null,null,null,null,"",""]
[0,null,null,null,null,null,null,null,null,null,null,null,0,169947.485421566,1400.0784043906399,400.00640010240102,null,null,null,null,0,169947.485421566,1400.0784043906399,400.00640010240102,null,null,null,null,0,169947.485421566,1400.0784043906399,400.00640010240102,null,null,null,null,0,169947.485421566,"",400.00640010240102,null,null,null,null,0,169947.485421566,"",400.00640010240102,null,null,null,null,0,169947.485421566,"",400.00640010240102,null,null,null,null,null,null,null,null,null,null,null,null,null,null,null,null,1400.0784043906399,""]
[59440.994037857803,null,null,null,null,null,null,null,null,null,null,null,59440.994037857803,160625.432762757,300.00360004319998,100.0004000016,null,null,null,null,59440.994037857803,160625.432762757,300.00360004319998,100.0004000016,null,null,null,null,59440.994037857803,160625.432762757,300.00360004319998,100.0004000016,null,null,null,null,"",160625.432762757,300.00360004319998,100.0004000016,null,null,null,null,"",160625.432762757,300.00360004319998,100.0004000016,null,null,null,null,"",160625.432762757,300.00360004319998,100.0004000016,null,null,null,null,null,null,null,null,null,null,null,null,null,null,null,null,"",""]
[200.0016000128,null,null,null,null,null,null,null,null,null,null,null,200.0016000128,163360.53660363,1100.04840212969,500.01000020000401,null,null,null,null,200.0016000128,163360.53660363,1100.04840212969,500.01000020000401,null,null,null,null,200.0016000128,163360.53660363,1100.04840212969,500.01000020000401,null,null,null,null,200.0016000128,163360.53660363,1100.04840212969,500.01000020000401,null,null,null,null,200.0016000128,163360.53660363,1100.04840212969,500.01000020000401,null,null,null,null,200.0016000128,163360.53660363,1100.04840212969,500.01000020000401,null,null,null,null,null,null,null,null,null,null,null,null,null,null,null,null,"",""]
[100.0004000016,null,null,null,null,null,null,null,null,null,null,null,100.0004000016,153031.04085254599,700.01960054881499,0,null,null,null,null,100.0004000016,153031.04085254599,700.01960054881499,0,null,null,null,null,100.0004000016,153031.04085254599,700.01960054881499,0,null,null,null,null,100.0004000016,153031.04085254599,700.01960054881499,0,null,null,null,null,100.0004000016,153031.04085254599,700.01960054881499,0,null,null,null,null,100.0004000016,153031.04085254599,700.01960054881499,0,null,null,null,null,null,null,null,null,null,null,null,null,null,null,null,null,"",""]
[500.01000020000401,null,null,null,null,null,null,null,null,null,null,null,500.01000020000401,164171.051942875,800.02560081922604,0,null,null,null,null,500.01000020000401,164171.051942875,800.02560081922604,0,null,null,null,null,500.01000020000401,164171.051942875,800.02560081922604,0,null,null,null,null,500.01000020000401,164171.051942875,800.02560081922604,0,null,null,null,null,500.01000020000401,164171.051942875,800.02560081922604,0,null,null,null,null,500.01000020000401,164171.051942875,800.02560081922604,0,null,null,null,null,null,null,null,null,null,null,null,null,null,null,null,null,"",""]
[300.00360004319998,null,null,null,null,null,null,null,null,null,null,null,300.00360004319998,166602.91127262401,600.01440034560801,200.0016000128,null,null,null,null,300.00360004319998,166602.91127262401,600.01440034560801,200.0016000128,null,null,null,null,300.00360004319998,166602.91127262401,600.01440034560801,200.0016000128,null,null,null,null,300.00360004319998,166602.91127262401,600.01440034560801,200.0016000128,null,null,null,null,300.00360004319998,166602.91127262401,600.01440034560801,200.0016000128,null,null,null,null,300.00360004319998,166602.91127262401,600.01440034560801,200.0016000128,null,null,null,null,null,null,null,null,null,null,null,null,null,null,null,null,"",""]
[300.00360004319998,null,null,null,null,null,null,null,null,null,null,null,300.00360004319998,170758.42515626,700.01960054881499,100.0004000016,null,null,null,null,300.00360004319998,170758.42515626,700.01960054881499,100.0004000016,null,null,null,null,300.00360004319998,170758.42515626,700.01960054881499,100.0004000016,null,null,null,null,300.00360004319998,170758.42515626,700.01960054881499,100.0004000016,null,null,null,null,300.00360004319998,170758.42515626,700.01960054881499,100.0004000016,null,null,null,null,300.00360004319998,170758.42515626,700.01960054881499,100.0004000016,null,null,null,null,null,null,null,null,null,null,null,null,null,null,null,null,"",""]
[300.00360004319998,null,null,null,null,null,null,null,null,null,null,null,300.00360004319998,155966.99537130201,700.01960054881499,500.01000020000401,null,null,null,null,300.00360004319998,155966.99537130201,700.01960054881499,500.01000020000401,null,null,null,null,300.00360004319998,155966.99537130201,700.01960054881499,500.01000020000401,null,null,null,null,300.00360004319998,155966.99537130201,700.01960054881499,500.01000020000401,null,null,null,null,300.00360004319998,155966.99537130201,700.01960054881499,500.01000020000401,null,null,null,null,300.00360004319998,155966.99537130201,700.01960054881499,500.01000020000401,null,null,null,null,null,null,null,null,null,null,null,null,null,null,null,null,"",""]
[100.0004000016,null,null,null,null,null,null,null,null,null,null,null,100.0004000016,156169.50025759899,700.01960054881499,300.00360004319998,null,null,null,null,100.0004000016,156169.50025759899,700.01960054881499,300.00360004319998,null,null,null,null,100.0004000016,156169.50025759899,700.01960054881499,300.00360004319998,null,null,null,null,100.0004000016,156169.50025759899,700.01960054881499,300.00360004319998,null,null,null,null,100.0004000016,156169.50025759899,700.01960054881499,300.00360004319998,null,null,null,null,100.0004000016,156169.50025759899,700.01960054881499,300.00360004319998,null,null,null,null,null,null,null,null,null,null,null,null,null,null,null,null,"",""]
[200.0016000128,null,null,null,null,null,null,null,null,null,null,null,200.0016000128,163259.22585736201,600.01440034560801,300.00360004319998,null,null,null,null,200.0016000128,163259.22585736201,600.01440034560801,300.00360004319998,null,null,null,null,200.0016000128,163259.22585736201,600.01440034560801,300.00360004319998,null,null,null,null,200.0016000128,163259.22585736201,600.01440034560801,300.00360004319998,null,null,null,null,200.0016000128,163259.22585736201,600.01440034560801,300.00360004319998,null,null,null,null,200.0016000128,163259.22585736201,600.01440034560801,300.00360004319998,null,null,null,null,null,null,null,null,null,null,null,null,null,null,null,null,"",""]
[200.0016000128,null,null,null,null,null,null,null,null,null,null,null,200.0016000128,158194.72845250901,500.01000020000401,300.00360004319998,null,null,null,null,200.0016000128,158194.72845250901,500.01000020000401,300.00360004319998,null,null,null,null,200.0016000128,158194.72845250901,500.01000020000401,300.00360004319998,null,null,null,null,200.0016000128,158194.72845250901,500.01000020000401,300.00360004319998,null,null,null,null,200.0016000128,158194.72845250901,500.01000020000401,300.00360004319998,null,null,null,null,200.0016000128,158194.72845250901,500.01000020000401,300.00360004319998,null,null,null,null,null,null,null,null,null,null,null,null,null,null,null,null,"",""]
[200.0016000128,null,null,null,null,null,null,null,null,null,null,null,200.0016000128,152423.68754653199,400.00640010240102,100.0004000016,null,null,null,null,200.0016000128,152423.68754653199,400.00640010240102,100.0004000016,null,null,null,null,200.0016000128,152423.68754653199,400.00640010240102,100.0004000016,null,null,null,null,200.0016000128,152423.68754653199,400.00640010240102,100.0004000016,null,null,null,null,200.0016000128,152423.68754653199,400.00640010240102,100.0004000016,null,null,null,null,200.0016000128,152423.68754653199,400.00640010240102,100.0004000016,null,null,null,null,null,null,null,null,null,null,null,null,null,null,null,null,"",""]
[0,null,null,null,null,null,null,null,null,null,null,null,0,158701.086453347,300.00360004319998,200.0016000128,null,null,null,null,0,158701.086453347,300.00360004319998,200.0016000128,null,null,null,null,0,158701.086453347,300.00360004319998,200.0016000128,null,null,null,null,0,158701.086453347,300.00360004319998,200.0016000128,null,null,null,null,0,158701.086453347,300.00360004319998,200.0016000128,null,null,null,null,0,158701.086453347,300.00360004319998,200.0016000128,null,null,null,null,null,null,null,null,null,null,null,null,null,null,null,null,"",""]
[100.0004000016,null,null,null,null,null,null,null,null,null,null,null,100.0004000016,159916.42882159,700.01960054881499,0,null,null,null,null,100.0004000016,159916.42882159,700.01960054881499,0,null,null,null,null,100.0004000016,159916.42882159,700.01960054881499,0,null,null,null,null,100.0004000016,159916.42882159,700.01960054881499,0,null,null,null,null,100.0004000016,159916.42882159,700.01960054881499,0,null,null,null,null,100.0004000016,159916.42882159,700.01960054881499,0,null,null,null,null,null,null,null,null,null,null,null,null,null,null,null,null,"",""]
[0,null,null,null,null,null,null,null,null,null,null,null,0,167819.01720673399,1200.0576027649299,200.0016000128,null,null,null,null,0,167819.01720673399,1200.0576027649299,200.0016000128,null,null,null,null,0,167819.01720673399,1200.0576027649299,200.0016000128,null,null,null,null,0,167819.01720673399,1200.0576027649299,200.0016000128,null,null,null,null,0,167819.01720673399,1200.0576027649299,200.0016000128,null,null,null,null,0,167819.01720673399,1200.0576027649299,200.0016000128,null,null,null,null,null,null,null,null,null,null,null,null,null,null,null,null,"",""]
[100.0004000016,null,null,null,null,null,null,null,null,null,null,null,100.0004000016,171670.79482067699,600.01440034560801,100.0004000016,null,null,null,null,100.0004000016,171670.79482067699,600.01440034560801,100.0004000016,null,null,null,null,100.0004000016,171670.79482067699,600.01440034560801,100.0004000016,null,null,null,null,100.0004000016,171670.79482067699,600.01440034560801,100.0004000016,null,null,null,null,100.0004000016,171670.79482067699,600.01440034560801,100.0004000016,null,null,null,null,100.0004000016,171670.79482067699,600.01440034560801,100.0004000016,null,null,null,null,null,null,null,null,null,null,null,null,null,null,null,null,"",""]
[0,null,null,null,null,null,null,null,null,null,null,null,0,160422.856130689,700.01960054881499,200.0016000128,null,null,null,null,0,160422.856130689,700.01960054881499,200.0016000128,null,null,null,null,0,160422.856130689,700.01960054881499,200.0016000128,null,null,null,null,0,160422.856130689,700.01960054881499,200.0016000128,null,null,null,null,0,160422.856130689,700.01960054881499,200.0016000128,null,null,null,null,0,160422.856130689,700.01960054881499,200.0016000128,null,null,null,null,null,null,null,null,null,null,null,null,null,null,null,null,"",""]
[100.0004000016,null,null,null,null,null,null,null,null,null,null,null,100.0004000016,156372.00840424001,500.01000020000401,200.0016000128,null,null,null,null,100.0004000016,156372.00840424001,500.01000020000401,200.0016000128,null,null,null,null,100.0004000016,156372.00840424001,500.01000020000401,200.0016000128,null,null,null,null,100.0004000016,156372.00840424001,500.01000020000401,200.0016000128,null,null,null,null,100.0004000016,156372.00840424001,500.01000020000401,200.0016000128,null,null,null,null,100.0004000016,156372.00840424001,500.01000020000401,200.0016000128,null,null,null,null,null,null,null,null,null,null,null,null,null,null,null,null,"",""]
[200.0016000128,null,null,null,null,null,null,null,null,null,null,null,200.0016000128,159004.91103775799,700.01960054881499,200.0016000128,null,null,null,null,200.0016000128,159004.91103775799,700.01960054881499,200.0016000128,null,null,null,null,200.0016000128,159004.91103775799,700.01960054881499,200.0016000128,null,null,null,null,200.0016000128,159004.91103775799,700.01960054881499,200.0016000128,null,null,null,null,200.0016000128,159004.91103775799,700.01960054881499,200.0016000128,null,null,null,null,200.0016000128,159004.91103775799,700.01960054881499,200.0016000128,null,null,null,null,null,null,null,null,null,null,null,null,null,null,null,null,"",""]
[0,null,null,null,null,null,null,null,null,null,null,null,0,159004.91103775799,500.01000020000401,0,null,null,null,null,0,159004.91103775799,500.01000020000401,0,null,null,null,null,0,159004.91103775799,500.01000020000401,0,null,null,null,null,0,159004.91103775799,500.01000020000401,0,null,null,null,null,0,159004.91103775799,500.01000020000401,0,null,null,null,null,0,159004.91103775799,500.01000020000401,0,null,null,null,null,null,null,null,null,null,null,null,null,null,null,null,null,"",""]
[400.00640010240102,null,null,null,null,null,null,null,null,null,null,null,400.00640010240102,151512.71258058501,700.01960054881499,500.01000020000401,null,null,null,null,400.00640010240102,151512.71258058501,700.01960054881499,500.01000020000401,null,null,null,null,400.00640010240102,151512.71258058501,700.01960054881499,500.01000020000401,null,null,null,null,400.00640010240102,151512.71258058501,700.01960054881499,500.01000020000401,null,null,null,null,400.00640010240102,151512.71258058501,700.01960054881499,500.01000020000401,null,null,null,null,400.00640010240102,151512.71258058501,700.01960054881499,500.01000020000401,null,null,null,null,null,null,null,null,null,null,null,null,null,null,null,null,"",""]
[400.00640010240102,null,null,null,null,null,null,null,null,null,null,null,400.00640010240102,166704.248945011,500.01000020000401,0,null,null,null,null,400.00640010240102,166704.248945011,500.01000020000401,0,null,null,null,null,400.00640010240102,166704.248945011,500.01000020000401,0,null,null,null,null,400.00640010240102,166704.248945011,500.01000020000401,0,null,null,null,null,400.00640010240102,166704.248945011,500.01000020000401,0,null,null,null,null,400.00640010240102,166704.248945011,500.01000020000401,0,null,null,null,null,null,null,null,null,null,null,null,null,null,null,null,null,"",""]
[1200.0576027649299,null,null,null,null,null,null,null,null,null,null,null,1200.0576027649299,159612.582221613,1100.04840212969,200.0016000128,null,null,null,null,1200.0576027649299,159612.582221613,1100.04840212969,200.0016000128,null,null,null,null,1200.0576027649299,159612.582221613,1100.04840212969,200.0016000128,null,null,null,null,1200.0576027649299,159612.582221613,1100.04840212969,200.0016000128,null,null,null,null,1200.0576027649299,159612.582221613,1100.04840212969,200.0016000128,null,null,null,null,1200.0576027649299,159612.582221613,1100.04840212969,200.0016000128,null,null,null,null,null,null,null,null,null,null,null,null,null,null,null,null,"",""]
[300.00360004319998,null,null,null,null,null,null,null,null,null,null,null,300.00360004319998,165589.57943266601,700.01960054881499,300.00360004319998,null,null,null,null,300.00360004319998,165589.57943266601,700.01960054881499,300.00360004319998,null,null,null,null,300.00360004319998,165589.57943266601,700.01960054881499,300.00360004319998,null,null,null,null,300.00360004319998,165589.57943266601,700.01960054881499,300.00360004319998,null,null,null,null,300.00360004319998,165589.57943266601,700.01960054881499,300.00360004319998,null,null,null,null,300.00360004319998,165589.57943266601,700.01960054881499,300.00360004319998,null,null,null,null,null,null,null,null,null,null,null,null,null,null,null,null,"",""]
[59742.425943449103,null,null,null,null,null,null,null,null,null,null,null,59742.425943449103,166298.90315202801,700.01960054881499,200.0016000128,null,null,null,null,59742.425943449103,166298.90315202801,700.01960054881499,200.0016000128,null,null,null,null,59742.425943449103,166298.90315202801,700.01960054881499,200.0016000128,null,null,null,null,"",166298.90315202801,700.01960054881499,200.0016000128,null,null,null,null,"",166298.90315202801,700.01960054881499,200.0016000128,null,null,null,null,"",166298.90315202801,700.01960054881499,200.0016000128,null,null,null,null,null,null,null,null,null,null,null,null,null,null,null,null,"",""]
[200.0016000128,null,null,null,null,null,null,null,null,null,null,null,200.0016000128,157992.19095922299,600.01440034560801,200.0016000128,null,null,null,null,200.0016000128,157992.19095922299,600.01440034560801,200.0016000128,null,null,null,null,200.0016000128,157992.19095922299,600.01440034560801,200.0016000128,null,null,null,null,200.0016000128,157992.19095922299,600.01440034560801,200.0016000128,null,null,null,null,200.0016000128,157992.19095922299,600.01440034560801,200.0016000128,null,null,null,null,200.0016000128,157992.19095922299,600.01440034560801,200.0016000128,null,null,null,null,null,null,null,null,null,null,null,null,null,null,null,null,"",""]
[200.0016000128,null,null,null,null,null,null,null,null,null,null,null,200.0016000128,166096.23515200301,900.03240116644201,100.0004000016,null,null,null,null,200.0016000128,166096.23515200301,900.03240116644201,100.0004000016,null,null,null,null,200.0016000128,166096.23515200301,900.03240116644201,100.0004000016,null,null,null,null,200.0016000128,166096.23515200301,900.03240116644201,100.0004000016,null,null,null,null,200.0016000128,166096.23515200301,900.03240116644201,100.0004000016,null,null,null,null,200.0016000128,166096.23515200301,900.03240116644201,100.0004000016,null,null,null,null,null,null,null,null,null,null,null,null,null,null,null,null,"",""]
[200.0016000128,null,null,null,null,null,null,null,null,null,null,null,200.0016000128,166298.90315202801,200.0016000128,100.0004000016,null,null,null,null,200.0016000128,166298.90315202801,200.0016000128,100.0004000016,null,null,null,null,200.0016000128,166298.90315202801,200.0016000128,100.0004000016,null,null,null,null,200.0016000128,166298.90315202801,200.0016000128,100.0004000016,null,null,null,null,200.0016000128,166298.90315202801,200.0016000128,100.0004000016,null,null,null,null,200.0016000128,166298.90315202801,200.0016000128,100.0004000016,null,null,null,null,null,null,null,null,null,null,null,null,null,null,null,null,"",""]
[0,null,null,null,null,null,null,null,null,null,null,null,0,155865.74415075799,900.03240116644201,300.00360004319998,null,null,null,null,0,155865.74415075799,900.03240116644201,300.00360004319998,null,null,null,null,0,155865.74415075799,900.03240116644201,300.00360004319998,null,null,null,null,0,155865.74415075799,900.03240116644201,300.00360004319998,null,null,null,null,0,155865.74415075799,900.03240116644201,300.00360004319998,null,null,null,null,0,155865.74415075799,900.03240116644201,300.00360004319998,null,null,null,null,null,null,null,null,null,null,null,null,null,null,null,null,"",""]
[500.01000020000401,null,null,null,null,null,null,null,null,null,null,null,500.01000020000401,155865.74415075799,600.01440034560801,200.0016000128,null,null,null,null,500.01000020000401,155865.74415075799,600.01440034560801,200.0016000128,null,null,null,null,500.01000020000401,155865.74415075799,600.01440034560801,200.0016000128,null,null,null,null,500.01000020000401,155865.74415075799,600.01440034560801,200.0016000128,null,null,null,null,500.01000020000401,155865.74415075799,600.01440034560801,200.0016000128,null,null,null,null,500.01000020000401,155865.74415075799,600.01440034560801,200.0016000128,null,null,null,null,null,null,null,null,null,null,null,null,null,null,null,null,"",""]
[0,null,null,null,null,null,null,null,null,null,null,null,0,172583.23062919301,600.01440034560801,0,null,null,null,null,0,172583.23062919301,600.01440034560801,0,null,null,null,null,0,172583.23062919301,600.01440034560801,0,null,null,null,null,0,172583.23062919301,600.01440034560801,0,null,null,null,null,0,172583.23062919301,600.01440034560801,0,null,null,null,null,0,172583.23062919301,600.01440034560801,0,null,null,null,null,null,null,null,null,null,null,null,null,null,null,null,null,"",""]
[100.0004000016,null,null,null,null,null,null,null,null,null,null,null,100.0004000016,167819.01720673399,800.02560081922604,100.0004000016,null,null,null,null,100.0004000016,167819.01720673399,800.02560081922604,100.0004000016,null,null,null,null,100.0004000016,167819.01720673399,800.02560081922604,100.0004000016,null,null,null,null,100.0004000016,167819.01720673399,800.02560081922604,100.0004000016,null,null,null,null,100.0004000016,167819.01720673399,800.02560081922604,100.0004000016,null,null,null,null,100.0004000016,167819.01720673399,800.02560081922604,100.0004000016,null,null,null,null,null,null,null,null,null,null,null,null,null,null,null,null,"",""]
[400.00640010240102,null,null,null,null,null,null,null,null,null,null,null,400.00640010240102,158903.63536093899,300.00360004319998,100.0004000016,null,null,null,null,400.00640010240102,158903.63536093899,300.00360004319998,100.0004000016,null,null,null,null,400.00640010240102,158903.63536093899,300.00360004319998,100.0004000016,null,null,null,null,400.00640010240102,158903.63536093899,300.00360004319998,100.0004000016,null,null,null,null,400.00640010240102,158903.63536093899,300.00360004319998,100.0004000016,null,null,null,null,400.00640010240102,158903.63536093899,300.00360004319998,100.0004000016,null,null,null,null,null,null,null,null,null,null,null,null,null,null,null,null,"",""]
[0,null,null,null,null,null,null,null,null,null,null,null,0,154448.312639607,800.02560081922604,200.0016000128,null,null,null,null,0,154448.312639607,800.02560081922604,200.0016000128,null,null,null,null,0,154448.312639607,800.02560081922604,200.0016000128,null,null,null,null,0,154448.312639607,800.02560081922604,200.0016000128,null,null,null,null,0,154448.312639607,800.02560081922604,200.0016000128,null,null,null,null,0,154448.312639607,800.02560081922604,200.0016000128,null,null,null,null,null,null,null,null,null,null,null,null,null,null,null,null,"",""]
[200.0016000128,null,null,null,null,null,null,null,null,null,null,null,200.0016000128,156777.034478872,600.01440034560801,500.01000020000401,null,null,null,null,200.0016000128,156777.034478872,600.01440034560801,500.01000020000401,null,null,null,null,200.0016000128,156777.034478872,600.01440034560801,500.01000020000401,null,null,null,null,200.0016000128,156777.034478872,600.01440034560801,500.01000020000401,null,null,null,null,200.0016000128,156777.034478872,600.01440034560801,500.01000020000401,null,null,null,null,200.0016000128,156777.034478872,600.01440034560801,500.01000020000401,null,null,null,null,null,null,null,null,null,null,null,null,null,null,null,null,"",""]
[100.0004000016,null,null,null,null,null,null,null,null,null,null,null,100.0004000016,161334.476664371,500.01000020000401,300.00360004319998,null,null,null,null,100.0004000016,161334.476664371,500.01000020000401,300.00360004319998,null,null,null,null,100.0004000016,161334.476664371,500.01000020000401,300.00360004319998,null,null,null,null,100.0004000016,161334.476664371,500.01000020000401,300.00360004319998,null,null,null,null,100.0004000016,161334.476664371,500.01000020000401,300.00360004319998,null,null,null,null,100.0004000016,161334.476664371,500.01000020000401,300.00360004319998,null,null,null,null,null,null,null,null,null,null,null,null,null,null,null,null,"",""]
[100.0004000016,null,null,null,null,null,null,null,null,null,null,null,100.0004000016,163765.787746655,1000.04000160006,200.0016000128,null,null,null,null,100.0004000016,163765.787746655,1000.04000160006,200.0016000128,null,null,null,null,100.0004000016,163765.787746655,1000.04000160006,200.0016000128,null,null,null,null,100.0004000016,163765.787746655,1000.04000160006,200.0016000128,null,null,null,null,100.0004000016,163765.787746655,1000.04000160006,200.0016000128,null,null,null,null,100.0004000016,163765.787746655,1000.04000160006,200.0016000128,null,null,null,null,null,null,null,null,null,null,null,null,null,null,null,null,"",""]
[300.00360004319998,null,null,null,null,null,null,null,null,null,null,null,300.00360004319998,163664.473737186,1300.0676035153799,0,null,null,null,null,300.00360004319998,163664.473737186,1300.0676035153799,0,null,null,null,null,300.00360004319998,163664.473737186,1300.0676035153799,0,null,null,null,null,300.00360004319998,163664.473737186,1300.0676035153799,0,null,null,null,null,300.00360004319998,163664.473737186,"",0,null,null,null,null,300.00360004319998,163664.473737186,"",0,null,null,null,null,null,null,null,null,null,null,null,null,null,null,null,null,1300.0676035153799,""]
[0,null,null,null,null,null,null,null,null,null,null,null,0,166501.574416338,500.01000020000401,100.0004000016,null,null,null,null,{"$f":"IF(M451=\"\",\"\",IF(M451<Q$3+5*Q$7,M451,\"\"))","v":0},{"$f":"IF(N451=\"\",\"\",IF(N451<R$3+5*R$7,N451,\"\"))","v":166501.574416338},{"$f":"IF(O451=\"\",\"\",IF(O451<S$3+5*S$7,O451,\"\"))","v":500.01000020000401},{"$f":"IF(P451=\"\",\"\",IF(P451<T$3+5*T$7,P451,\"\"))","v":100.0004000016},null,null,null,null,{"$f":"IF(U451=\"\",\"\",IF(U451<Y$3+5*Y$7,U451,\"\"))","v":0},{"$f":"IF(V451=\"\",\"\",IF(V451<Z$3+5*Z$7,V451,\"\"))","v":166501.574416338},{"$f":"IF(W451=\"\",\"\",IF(W451<AA$3+5*AA$7,W451,\"\"))","v":500.01000020000401},{"$f":"IF(X451=\"\",\"\",IF(X451<AB$3+5*AB$7,X451,\"\"))","v":100.0004000016},null,null,null,null,{"$f":"IF(AC451=\"\",\"\",IF(AC451<AG$3+5*AG$7,AC451,\"\"))","v":0},{"$f":"IF(AD451=\"\",\"\",IF(AD451<AH$3+5*AH$7,AD451,\"\"))","v":166501.574416338},{"$f":"IF(AE451=\"\",\"\",IF(AE451<AI$3+5*AI$7,AE451,\"\"))","v":500.01000020000401},{"$f":"IF(AF451=\"\",\"\",IF(AF451<AJ$3+5*AJ$7,AF451,\"\"))","v":100.0004000016},null,null,null,null,{"$f":"IF(AK451=\"\",\"\",IF(AK451<AO$3+5*AO$7,AK451,\"\"))","v":0},{"$f":"IF(AL451=\"\",\"\",IF(AL451<AP$3+5*AP$7,AL451,\"\"))","v":166501.574416338},{"$f":"IF(AM451=\"\",\"\",IF(AM451<AQ$3+5*AQ$7,AM451,\"\"))","v":500.01000020000401},{"$f":"IF(AN451=\"\",\"\",IF(AN451<AR$3+5*AR$7,AN451,\"\"))","v":100.0004000016},null,null,null,null,{"$f":"IF(AS451=\"\",\"\",IF(AS451<AW$3+5*AW$7,AS451,\"\"))","v":0},{"$f":"IF(AT451=\"\",\"\",IF(AT451<AX$3+5*AX$7,AT451,\"\"))","v":166501.574416338},{"$f":"IF(AU451=\"\",\"\",IF(AU451<AY$3+5*AY$7,AU451,\"\"))","v":500.01000020000401},{"$f":"IF(AV451=\"\",\"\",IF(AV451<AZ$3+5*AZ$7,AV451,\"\"))","v":100.0004000016},null,null,null,null,null,null,null,null,null,null,null,null,null,null,null,null,{"$f":"IF(O451<$BG$3,\"\",O451)","v":""},{"$f":"IF(P451<$BH$3,\"\",P451)","v":""}]
[200.0016000128,null,null,null,null,null,null,null,null,null,null,null,200.0016000128,162448.76925430499,800.02560081922604,100.0004000016,null,null,null,null,200.0016000128,162448.76925430499,800.02560081922604,100.0004000016,null,null,null,null,200.0016000128,162448.76925430499,800.02560081922604,100.0004000016,null,null,null,null,200.0016000128,162448.76925430499,800.02560081922604,100.0004000016,null,null,null,null,200.0016000128,162448.76925430499,800.02560081922604,100.0004000016,null,null,null,null,200.0016000128,162448.76925430499,800.02560081922604,100.0004000016,null,null,null,null,null,null,null,null,null,null,null,null,null,null,null,null,"",""]
[65973.642627395297,null,null,null,null,null,null,null,null,null,null,null,65973.642627395297,168224.411969604,900.03240116644201,200.0016000128,null,null,null,null,65973.642627395297,168224.411969604,900.03240116644201,200.0016000128,null,null,null,null,"",168224.411969604,900.03240116644201,200.0016000128,null,null,null,null,"",168224.411969604,900.03240116644201,200.0016000128,null,null,null,null,"",168224.411969604,900.03240116644201,200.0016000128,null,null,null,null,"",168224.411969604,900.03240116644201,200.0016000128,null,null,null,null,null,null,null,null,null,null,null,null,null,null,null,null,"",""]
[400.00640010240102,null,null,null,null,null,null,null,null,null,null,null,400.00640010240102,167514.97970491499,1200.0576027649299,100.0004000016,null,null,null,null,400.00640010240102,167514.97970491499,1200.0576027649299,100.0004000016,null,null,null,null,400.00640010240102,167514.97970491499,1200.0576027649299,100.0004000016,null,null,null,null,400.00640010240102,167514.97970491499,1200.0576027649299,100.0004000016,null,null,null,null,400.00640010240102,167514.97970491499,1200.0576027649299,100.0004000016,null,null,null,null,400.00640010240102,167514.97970491499,1200.0576027649299,100.0004000016,null,null,null,null,null,null,null,null,null,null,null,null,null,null,null,null,"",""]
[700.01960054881499,null,null,null,null,null,null,null,null,null,null,null,700.01960054881499,165893.57041618301,1600.10240655401,200.0016000128,null,null,null,null,700.01960054881499,165893.57041618301,1600.10240655401,200.0016000128,null,null,null,null,700.01960054881499,165893.57041618301,1600.10240655401,200.0016000128,null,null,null,null,700.01960054881499,165893.57041618301,"",200.0016000128,null,null,null,null,700.01960054881499,165893.57041618301,"",200.0016000128,null,null,null,null,700.01960054881499,165893.57041618301,"",200.0016000128,null,null,null,null,null,null,null,null,null,null,null,null,null,null,null,null,1600.10240655401,""]
[200.0016000128,null,null,null,null,null,null,null,null,null,null,null,200.0016000128,165082.94411338301,600.01440034560801,200.0016000128,null,null,null,null,200.0016000128,165082.94411338301,600.01440034560801,200.0016000128,null,null,null,null,200.0016000128,165082.94411338301,600.01440034560801,200.0016000128,null,null,null,null,200.0016000128,165082.94411338301,600.01440034560801,200.0016000128,null,null,null,null,200.0016000128,165082.94411338301,600.01440034560801,200.0016000128,null,null,null,null,200.0016000128,165082.94411338301,600.01440034560801,200.0016000128,null,null,null,null,null,null,null,null,null,null,null,null,null,null,null,null,"",""]
[3400.46246289495,null,null,null,null,null,null,null,null,null,null,null,3400.46246289495,154448.312639607,500.01000020000401,100.0004000016,null,null,null,null,3400.46246289495,154448.312639607,500.01000020000401,100.0004000016,null,null,null,null,3400.46246289495,154448.312639607,500.01000020000401,100.0004000016,null,null,null,null,3400.46246289495,154448.312639607,500.01000020000401,100.0004000016,null,null,null,null,3400.46246289495,154448.312639607,500.01000020000401,100.0004000016,null,null,null,null,3400.46246289495,154448.312639607,500.01000020000401,100.0004000016,null,null,null,null,null,null,null,null,null,null,null,null,null,null,null,null,"",""]
[400.00640010240102,null,null,null,null,null,null,null,null,null,null,null,400.00640010240102,159004.91103775799,300.00360004319998,300.00360004319998,null,null,null,null,400.00640010240102,159004.91103775799,300.00360004319998,300.00360004319998,null,null,null,null,400.00640010240102,159004.91103775799,300.00360004319998,300.00360004319998,null,null,null,null,400.00640010240102,159004.91103775799,300.00360004319998,300.00360004319998,null,null,null,null,400.00640010240102,159004.91103775799,300.00360004319998,300.00360004319998,null,null,null,null,400.00640010240102,159004.91103775799,300.00360004319998,300.00360004319998,null,null,null,null,null,null,null,null,null,null,null,null,null,null,null,null,"",""]
[200.0016000128,null,null,null,null,null,null,null,null,null,null,null,200.0016000128,156675.776737521,300.00360004319998,300.00360004319998,null,null,null,null,200.0016000128,156675.776737521,300.00360004319998,300.00360004319998,null,null,null,null,200.0016000128,156675.776737521,300.00360004319998,300.00360004319998,null,null,null,null,200.0016000128,156675.776737521,300.00360004319998,300.00360004319998,null,null,null,null,200.0016000128,156675.776737521,300.00360004319998,300.00360004319998,null,null,null,null,200.0016000128,156675.776737521,300.00360004319998,300.00360004319998,null,null,null,null,null,null,null,null,null,null,null,null,null,null,null,null,"",""]
[0,null,null,null,null,null,null,null,null,null,null,null,0,159511.30165247599,700.01960054881499,100.0004000016,null,null,null,null,0,159511.30165247599,700.01960054881499,100.0004000016,null,null,null,null,0,159511.30165247599,700.01960054881499,100.0004000016,null,null,null,null,0,159511.30165247599,700.01960054881499,100.0004000016,null,null,null,null,0,159511.30165247599,700.01960054881499,100.0004000016,null,null,null,null,0,159511.30165247599,700.01960054881499,100.0004000016,null,null,null,null,null,null,null,null,null,null,null,null,null,null,null,null,"",""]
[200.0016000128,null,null,null,null,null,null,null,null,null,null,null,200.0016000128,161942.26038785599,600.01440034560801,100.0004000016,null,null,null,null,200.0016000128,161942.26038785599,600.01440034560801,100.0004000016,null,null,null,null,200.0016000128,161942.26038785599,600.01440034560801,100.0004000016,null,null,null,null,200.0016000128,161942.26038785599,600.01440034560801,100.0004000016,null,null,null,null,200.0016000128,161942.26038785599,600.01440034560801,100.0004000016,null,null,null,null,200.0016000128,161942.26038785599,600.01440034560801,100.0004000016,null,null,null,null,null,null,null,null,null,null,null,null,null,null,null,null,"",""]
[0,null,null,null,null,null,null,null,null,null,null,null,0,166298.90315202801,300.00360004319998,300.00360004319998,null,null,null,null,0,166298.90315202801,300.00360004319998,300.00360004319998,null,null,null,null,0,166298.90315202801,300.00360004319998,300.00360004319998,null,null,null,null,0,166298.90315202801,300.00360004319998,300.00360004319998,null,null,null,null,0,166298.90315202801,300.00360004319998,300.00360004319998,null,null,null,null,0,166298.90315202801,300.00360004319998,300.00360004319998,null,null,null,null,null,null,null,null,null,null,null,null,null,null,null,null,"",""]
[500.01000020000401,null,null,null,null,null,null,null,null,null,null,null,500.01000020000401,178059.23490927799,800.02560081922604,0,null,null,null,null,500.01000020000401,178059.23490927799,800.02560081922604,0,null,null,null,null,500.01000020000401,178059.23490927799,800.02560081922604,0,null,null,null,null,500.01000020000401,178059.23490927799,800.02560081922604,0,null,null,null,null,500.01000020000401,178059.23490927799,800.02560081922604,0,null,null,null,null,500.01000020000401,178059.23490927799,800.02560081922604,0,null,null,null,null,null,null,null,null,null,null,null,null,null,null,null,null,"",""]
[100.0004000016,null,null,null,null,null,null,null,null,null,null,null,100.0004000016,162853.991029945,400.00640010240102,300.00360004319998,null,null,null,null,100.0004000016,162853.991029945,400.00640010240102,300.00360004319998,null,null,null,null,100.0004000016,162853.991029945,400.00640010240102,300.00360004319998,null,null,null,null,100.0004000016,162853.991029945,400.00640010240102,300.00360004319998,null,null,null,null,100.0004000016,162853.991029945,400.00640010240102,300.00360004319998,null,null,null,null,100.0004000016,162853.991029945,400.00640010240102,300.00360004319998,null,null,null,null,null,null,null,null,null,null,null,null,null,null,null,null,"",""]
[100.0004000016,null,null,null,null,null,null,null,null,null,null,null,100.0004000016,161739.66255087699,700.01960054881499,100.0004000016,null,null,null,null,100.0004000016,161739.66255087699,700.01960054881499,100.0004000016,null,null,null,null,100.0004000016,161739.66255087699,700.01960054881499,100.0004000016,null,null,null,null,100.0004000016,161739.66255087699,700.01960054881499,100.0004000016,null,null,null,null,100.0004000016,161739.66255087699,700.01960054881499,100.0004000016,null,null,null,null,100.0004000016,161739.66255087699,700.01960054881499,100.0004000016,null,null,null,null,null,null,null,null,null,null,null,null,null,null,null,null,"",""]
[100.0004000016,null,null,null,null,null,null,null,null,null,null,null,100.0004000016,161942.26038785599,800.02560081922604,0,null,null,null,null,100.0004000016,161942.26038785599,800.02560081922604,0,null,null,null,null,100.0004000016,161942.26038785599,800.02560081922604,0,null,null,null,null,100.0004000016,161942.26038785599,800.02560081922604,0,null,null,null,null,100.0004000016,161942.26038785599,800.02560081922604,0,null,null,null,null,100.0004000016,161942.26038785599,800.02560081922604,0,null,null,null,null,null,null,null,null,null,null,null,null,null,null,null,null,"",""]
[100.0004000016,null,null,null,null,null,null,null,null,null,null,null,100.0004000016,183943.52349561101,1200.0576027649299,200.0016000128,null,null,null,null,100.0004000016,183943.52349561101,1200.0576027649299,200.0016000128,null,null,null,null,100.0004000016,183943.52349561101,1200.0576027649299,200.0016000128,null,null,null,null,100.0004000016,183943.52349561101,1200.0576027649299,200.0016000128,null,null,null,null,100.0004000016,183943.52349561101,1200.0576027649299,200.0016000128,null,null,null,null,100.0004000016,183943.52349561101,1200.0576027649299,200.0016000128,null,null,null,null,null,null,null,null,null,null,null,null,null,null,null,null,"",""]
[200.0016000128,null,null,null,null,null,null,null,null,null,null,null,200.0016000128,146048.248225694,200.0016000128,0,null,null,null,null,200.0016000128,146048.248225694,200.0016000128,0,null,null,null,null,200.0016000128,146048.248225694,200.0016000128,0,null,null,null,null,200.0016000128,146048.248225694,200.0016000128,0,null,null,null,null,200.0016000128,146048.248225694,200.0016000128,0,null,null,null,null,200.0016000128,146048.248225694,200.0016000128,0,null,null,null,null,null,null,null,null,null,null,null,null,null,null,null,null,"",""]
[300.00360004319998,null,null,null,null,null,null,null,null,null,null,null,300.00360004319998,162043.56052981099,600.01440034560801,200.0016000128,null,null,null,null,300.00360004319998,162043.56052981099,600.01440034560801,200.0016000128,null,null,null,null,300.00360004319998,162043.56052981099,600.01440034560801,200.0016000128,null,null,null,null,300.00360004319998,162043.56052981099,600.01440034560801,200.0016000128,null,null,null,null,300.00360004319998,162043.56052981099,600.01440034560801,200.0016000128,null,null,null,null,300.00360004319998,162043.56052981099,600.01440034560801,200.0016000128,null,null,null,null,null,null,null,null,null,null,null,null,null,null,null,null,"",""]
[200.0016000128,null,null,null,null,null,null,null,null,null,null,null,200.0016000128,152018.801637094,800.02560081922604,200.0016000128,null,null,null,null,200.0016000128,152018.801637094,800.02560081922604,200.0016000128,null,null,null,null,200.0016000128,152018.801637094,800.02560081922604,200.0016000128,null,null,null,null,200.0016000128,152018.801637094,800.02560081922604,200.0016000128,null,null,null,null,200.0016000128,152018.801637094,800.02560081922604,200.0016000128,null,null,null,null,200.0016000128,152018.801637094,800.02560081922604,200.0016000128,null,null,null,null,null,null,null,null,null,null,null,null,null,null,null,null,"",""]
[100.0004000016,null,null,null,null,null,null,null,null,null,null,null,100.0004000016,147464.73319545799,800.02560081922604,200.0016000128,null,null,null,null,100.0004000016,147464.73319545799,800.02560081922604,200.0016000128,null,null,null,null,100.0004000016,147464.73319545799,800.02560081922604,200.0016000128,null,null,null,null,100.0004000016,147464.73319545799,800.02560081922604,200.0016000128,null,null,null,null,100.0004000016,147464.73319545799,800.02560081922604,200.0016000128,null,null,null,null,100.0004000016,147464.73319545799,800.02560081922604,200.0016000128,null,null,null,null,null,null,null,null,null,null,null,null,null,null,null,null,"",""]
[200.0016000128,null,null,null,null,null,null,null,null,null,null,null,200.0016000128,147262.36842952299,900.03240116644201,100.0004000016,null,null,null,null,200.0016000128,147262.36842952299,900.03240116644201,100.0004000016,null,null,null,null,200.0016000128,147262.36842952299,900.03240116644201,100.0004000016,null,null,null,null,200.0016000128,147262.36842952299,900.03240116644201,100.0004000016,null,null,null,null,200.0016000128,147262.36842952299,900.03240116644201,100.0004000016,null,null,null,null,200.0016000128,147262.36842952299,900.03240116644201,100.0004000016,null,null,null,null,null,null,null,null,null,null,null,null,null,null,null,null,"",""]
[0,null,null,null,null,null,null,null,null,null,null,null,0,157587.125755733,1000.04000160006,0,null,null,null,null,0,157587.125755733,1000.04000160006,0,null,null,null,null,0,157587.125755733,1000.04000160006,0,null,null,null,null,0,157587.125755733,1000.04000160006,0,null,null,null,null,0,157587.125755733,1000.04000160006,0,null,null,null,null,0,157587.125755733,1000.04000160006,0,null,null,null,null,null,null,null,null,null,null,null,null,null,null,null,null,"",""]
[200.0016000128,null,null,null,null,null,null,null,null,null,null,null,200.0016000128,159916.42882159,700.01960054881499,0,null,null,null,null,200.0016000128,159916.42882159,700.01960054881499,0,null,null,null,null,200.0016000128,159916.42882159,700.01960054881499,0,null,null,null,null,200.0016000128,159916.42882159,700.01960054881499,0,null,null,null,null,200.0016000128,159916.42882159,700.01960054881499,0,null,null,null,null,200.0016000128,159916.42882159,700.01960054881499,0,null,null,null,null,null,null,null,null,null,null,null,null,null,null,null,null,"",""]
[100.0004000016,null,null,null,null,null,null,null,null,null,null,null,100.0004000016,171670.79482067699,600.01440034560801,0,null,null,null,null,100.0004000016,171670.79482067699,600.01440034560801,0,null,null,null,null,100.0004000016,171670.79482067699,600.01440034560801,0,null,null,null,null,100.0004000016,171670.79482067699,600.01440034560801,0,null,null,null,null,100.0004000016,171670.79482067699,600.01440034560801,0,null,null,null,null,100.0004000016,171670.79482067699,600.01440034560801,0,null,null,null,null,null,null,null,null,null,null,null,null,null,null,null,null,"",""]
[500.01000020000401,null,null,null,null,null,null,null,null,null,null,null,500.01000020000401,160220.28276061901,500.01000020000401,200.0016000128,null,null,null,null,500.01000020000401,160220.28276061901,500.01000020000401,200.0016000128,null,null,null,null,500.01000020000401,160220.28276061901,500.01000020000401,200.0016000128,null,null,null,null,500.01000020000401,160220.28276061901,500.01000020000401,200.0016000128,null,null,null,null,500.01000020000401,160220.28276061901,500.01000020000401,200.0016000128,null,null,null,null,500.01000020000401,160220.28276061901,500.01000020000401,200.0016000128,null,null,null,null,null,null,null,null,null,null,null,null,null,null,null,null,"",""]
[100.0004000016,null,null,null,null,null,null,null,null,null,null,null,100.0004000016,146554.11739618401,300.00360004319998,400.00640010240102,null,null,null,null,100.0004000016,146554.11739618401,300.00360004319998,400.00640010240102,null,null,null,null,100.0004000016,146554.11739618401,300.00360004319998,400.00640010240102,null,null,null,null,100.0004000016,146554.11739618401,300.00360004319998,400.00640010240102,null,null,null,null,100.0004000016,146554.11739618401,300.00360004319998,400.00640010240102,null,null,null,null,100.0004000016,146554.11739618401,300.00360004319998,400.00640010240102,null,null,null,null,null,null,null,null,null,null,null,null,null,null,null,null,"",""]
[300.00360004319998,null,null,null,null,null,null,null,null,null,null,null,300.00360004319998,152221.242962408,600.01440034560801,500.01000020000401,null,null,null,null,300.00360004319998,152221.242962408,600.01440034560801,500.01000020000401,null,null,null,null,300.00360004319998,152221.242962408,600.01440034560801,500.01000020000401,null,null,null,null,300.00360004319998,152221.242962408,600.01440034560801,500.01000020000401,null,null,null,null,300.00360004319998,152221.242962408,600.01440034560801,500.01000020000401,null,null,null,null,300.00360004319998,152221.242962408,600.01440034560801,500.01000020000401,null,null,null,null,null,null,null,null,null,null,null,null,null,null,null,null,"",""]
[0,null,null,null,null,null,null,null,null,null,null,null,0,154752.03451634399,600.01440034560801,200.0016000128,null,null,null,null,0,154752.03451634399,600.01440034560801,200.0016000128,null,null,null,null,0,154752.03451634399,600.01440034560801,200.0016000128,null,null,null,null,0,154752.03451634399,600.01440034560801,200.0016000128,null,null,null,null,0,154752.03451634399,600.01440034560801,200.0016000128,null,null,null,null,0,154752.03451634399,600.01440034560801,200.0016000128,null,null,null,null,null,null,null,null,null,null,null,null,null,null,null,null,"",""]
[100.0004000016,null,null,null,null,null,null,null,null,null,null,null,100.0004000016,160625.432762757,800.02560081922604,0,null,null,null,null,100.0004000016,160625.432762757,800.02560081922604,0,null,null,null,null,100.0004000016,160625.432762757,800.02560081922604,0,null,null,null,null,100.0004000016,160625.432762757,800.02560081922604,0,null,null,null,null,100.0004000016,160625.432762757,800.02560081922604,0,null,null,null,null,100.0004000016,160625.432762757,800.02560081922604,0,null,null,null,null,null,null,null,null,null,null,null,null,null,null,null,null,"",""]
[53514.3065588096,null,null,null,null,null,null,null,null,null,null,null,53514.3065588096,161435.77191259101,600.01440034560801,47991.9525811454,null,null,null,null,53514.3065588096,161435.77191259101,600.01440034560801,47991.9525811454,null,null,null,null,53514.3065588096,161435.77191259101,600.01440034560801,"",null,null,null,null,"",161435.77191259101,600.01440034560801,"",null,null,null,null,"",161435.77191259101,600.01440034560801,"",null,null,null,null,"",161435.77191259101,600.01440034560801,"",null,null,null,null,null,null,null,null,null,null,null,null,null,null,null,null,"",47991.9525811454]
[2300.2116194689902,null,null,null,null,null,null,null,null,null,null,null,2300.2116194689902,153233.49847269501,1100.04840212969,200.0016000128,null,null,null,null,2300.2116194689902,153233.49847269501,1100.04840212969,200.0016000128,null,null,null,null,2300.2116194689902,153233.49847269501,1100.04840212969,200.0016000128,null,null,null,null,2300.2116194689902,153233.49847269501,1100.04840212969,200.0016000128,null,null,null,null,2300.2116194689902,153233.49847269501,1100.04840212969,200.0016000128,null,null,null,null,2300.2116194689902,153233.49847269501,1100.04840212969,200.0016000128,null,null,null,null,null,null,null,null,null,null,null,null,null,null,null,null,"",""]
[300.00360004319998,null,null,null,null,null,null,null,null,null,null,null,300.00360004319998,170048.85003080801,400.00640010240102,0,null,null,null,null,300.00360004319998,170048.85003080801,400.00640010240102,0,null,null,null,null,300.00360004319998,170048.85003080801,400.00640010240102,0,null,null,null,null,300.00360004319998,170048.85003080801,400.00640010240102,0,null,null,null,null,300.00360004319998,170048.85003080801,400.00640010240102,0,null,null,null,null,300.00360004319998,170048.85003080801,400.00640010240102,0,null,null,null,null,null,null,null,null,null,null,null,null,null,null,null,null,"",""]
[0,null,null,null,null,null,null,null,null,null,null,null,0,158397.26920692599,700.01960054881499,200.0016000128,null,null,null,null,0,158397.26920692599,700.01960054881499,200.0016000128,null,null,null,null,0,158397.26920692599,700.01960054881499,200.0016000128,null,null,null,null,0,158397.26920692599,700.01960054881499,200.0016000128,null,null,null,null,0,158397.26920692599,700.01960054881499,200.0016000128,null,null,null,null,0,158397.26920692599,700.01960054881499,200.0016000128,null,null,null,null,null,null,null,null,null,null,null,null,null,null,null,null,"",""]
[400.00640010240102,null,null,null,null,null,null,null,null,null,null,null,400.00640010240102,159207.46483749099,1100.04840212969,100.0004000016,null,null,null,null,400.00640010240102,159207.46483749099,1100.04840212969,100.0004000016,null,null,null,null,400.00640010240102,159207.46483749099,1100.04840212969,100.0004000016,null,null,null,null,400.00640010240102,159207.46483749099,1100.04840212969,100.0004000016,null,null,null,null,400.00640010240102,159207.46483749099,1100.04840212969,100.0004000016,null,null,null,null,400.00640010240102,159207.46483749099,1100.04840212969,100.0004000016,null,null,null,null,null,null,null,null,null,null,null,null,null,null,null,null,"",""]
[100.0004000016,null,null,null,null,null,null,null,null,null,null,null,100.0004000016,168224.411969604,400.00640010240102,0,null,null,null,null,100.0004000016,168224.411969604,400.00640010240102,0,null,null,null,null,100.0004000016,168224.411969604,400.00640010240102,0,null,null,null,null,100.0004000016,168224.411969604,400.00640010240102,0,null,null,null,null,100.0004000016,168224.411969604,400.00640010240102,0,null,null,null,null,100.0004000016,168224.411969604,400.00640010240102,0,null,null,null,null,null,null,null,null,null,null,null,null,null,null,null,null,"",""]
[300.00360004319998,null,null,null,null,null,null,null,null,null,null,null,300.00360004319998,166805.587433509,600.01440034560801,100.0004000016,null,null,null,null,300.00360004319998,166805.587433509,600.01440034560801,100.0004000016,null,null,null,null,300.00360004319998,166805.587433509,600.01440034560801,100.0004000016,null,null,null,null,300.00360004319998,166805.587433509,600.01440034560801,100.0004000016,null,null,null,null,300.00360004319998,166805.587433509,600.01440034560801,100.0004000016,null,null,null,null,300.00360004319998,166805.587433509,600.01440034560801,100.0004000016,null,null,null,null,null,null,null,null,null,null,null,null,null,null,null,null,"",""]
[400.00640010240102,null,null,null,null,null,null,null,null,null,null,null,400.00640010240102,169237.95601625301,900.03240116644201,100.0004000016,null,null,null,null,400.00640010240102,169237.95601625301,900.03240116644201,100.0004000016,null,null,null,null,400.00640010240102,169237.95601625301,900.03240116644201,100.0004000016,null,null,null,null,400.00640010240102,169237.95601625301,900.03240116644201,100.0004000016,null,null,null,null,400.00640010240102,169237.95601625301,900.03240116644201,100.0004000016,null,null,null,null,400.00640010240102,169237.95601625301,900.03240116644201,100.0004000016,null,null,null,null,null,null,null,null,null,null,null,null,null,null,null,null,"",""]
[300.00360004319998,null,null,null,null,null,null,null,null,null,null,null,300.00360004319998,183943.52349561101,900.03240116644201,100.0004000016,null,null,null,null,300.00360004319998,183943.52349561101,900.03240116644201,100.0004000016,null,null,null,null,300.00360004319998,183943.52349561101,900.03240116644201,100.0004000016,null,null,null,null,300.00360004319998,183943.52349561101,900.03240116644201,100.0004000016,null,null,null,null,300.00360004319998,183943.52349561101,900.03240116644201,100.0004000016,null,null,null,null,300.00360004319998,183943.52349561101,900.03240116644201,100.0004000016,null,null,null,null,null,null,null,null,null,null,null,null,null,null,null,null,"",""]
[100.0004000016,null,null,null,null,null,null,null,null,null,null,null,100.0004000016,173090.16799513399,1100.04840212969,300.00360004319998,null,null,null,null,100.0004000016,173090.16799513399,1100.04840212969,300.00360004319998,null,null,null,null,100.0004000016,173090.16799513399,1100.04840212969,300.00360004319998,null,null,null,null,100.0004000016,173090.16799513399,1100.04840212969,300.00360004319998,null,null,null,null,100.0004000016,173090.16799513399,1100.04840212969,300.00360004319998,null,null,null,null,100.0004000016,173090.16799513399,1100.04840212969,300.00360004319998,null,null,null,null,null,null,null,null,null,null,null,null,null,null,null,null,"",""]
[100.0004000016,null,null,null,null,null,null,null,null,null,null,null,100.0004000016,161537.067976408,500.01000020000401,0,null,null,null,null,100.0004000016,161537.067976408,500.01000020000401,0,null,null,null,null,100.0004000016,161537.067976408,500.01000020000401,0,null,null,null,null,100.0004000016,161537.067976408,500.01000020000401,0,null,null,null,null,100.0004000016,161537.067976408,500.01000020000401,0,null,null,null,null,100.0004000016,161537.067976408,500.01000020000401,0,null,null,null,null,null,null,null,null,null,null,null,null,null,null,null,null,"",""]
[70095.988383520307,null,null,null,null,null,null,null,null,null,null,null,70095.988383520307,169035.240676382,800.02560081922604,200.0016000128,null,null,null,null,"",169035.240676382,800.02560081922604,200.0016000128,null,null,null,null,"",169035.240676382,800.02560081922604,200.0016000128,null,null,null,null,"",169035.240676382,800.02560081922604,200.0016000128,null,null,null,null,"",169035.240676382,800.02560081922604,200.0016000128,null,null,null,null,"",169035.240676382,800.02560081922604,200.0016000128,null,null,null,null,null,null,null,null,null,null,null,null,null,null,null,null,"",""]
[700.01960054881499,null,null,null,null,null,null,null,null,null,null,null,700.01960054881499,163664.473737186,300.00360004319998,100.0004000016,null,null,null,null,700.01960054881499,163664.473737186,300.00360004319998,100.0004000016,null,null,null,null,700.01960054881499,163664.473737186,300.00360004319998,100.0004000016,null,null,null,null,700.01960054881499,163664.473737186,300.00360004319998,100.0004000016,null,null,null,null,700.01960054881499,163664.473737186,300.00360004319998,100.0004000016,null,null,null,null,700.01960054881499,163664.473737186,300.00360004319998,100.0004000016,null,null,null,null,null,null,null,null,null,null,null,null,null,null,null,null,"",""]
[100.0004000016,null,null,null,null,null,null,null,null,null,null,null,100.0004000016,158903.63536093899,100.0004000016,100.0004000016,null,null,null,null,100.0004000016,158903.63536093899,100.0004000016,100.0004000016,null,null,null,null,100.0004000016,158903.63536093899,100.0004000016,100.0004000016,null,null,null,null,100.0004000016,158903.63536093899,100.0004000016,100.0004000016,null,null,null,null,100.0004000016,158903.63536093899,100.0004000016,100.0004000016,null,null,null,null,100.0004000016,158903.63536093899,100.0004000016,100.0004000016,null,null,null,null,null,null,null,null,null,null,null,null,null,null,null,null,"",""]
[200.0016000128,null,null,null,null,null,null,null,null,null,null,null,200.0016000128,158903.63536093899,700.01960054881499,100.0004000016,null,null,null,null,200.0016000128,158903.63536093899,700.01960054881499,100.0004000016,null,null,null,null,200.0016000128,158903.63536093899,700.01960054881499,100.0004000016,null,null,null,null,200.0016000128,158903.63536093899,700.01960054881499,100.0004000016,null,null,null,null,200.0016000128,158903.63536093899,700.01960054881499,100.0004000016,null,null,null,null,200.0016000128,158903.63536093899,700.01960054881499,100.0004000016,null,null,null,null,null,null,null,null,null,null,null,null,null,null,null,null,"",""]
[200.0016000128,null,null,null,null,null,null,null,null,null,null,null,200.0016000128,155865.74415075799,600.01440034560801,200.0016000128,null,null,null,null,200.0016000128,155865.74415075799,600.01440034560801,200.0016000128,null,null,null,null,200.0016000128,155865.74415075799,600.01440034560801,200.0016000128,null,null,null,null,200.0016000128,155865.74415075799,600.01440034560801,200.0016000128,null,null,null,null,200.0016000128,155865.74415075799,600.01440034560801,200.0016000128,null,null,null,null,200.0016000128,155865.74415075799,600.01440034560801,200.0016000128,null,null,null,null,null,null,null,null,null,null,null,null,null,null,null,null,"",""]
[100.0004000016,null,null,null,null,null,null,null,null,null,null,null,100.0004000016,163157.915926869,700.01960054881499,300.00360004319998,null,null,null,null,100.0004000016,163157.915926869,700.01960054881499,300.00360004319998,null,null,null,null,100.0004000016,163157.915926869,700.01960054881499,300.00360004319998,null,null,null,null,100.0004000016,163157.915926869,700.01960054881499,300.00360004319998,null,null,null,null,100.0004000016,163157.915926869,700.01960054881499,300.00360004319998,null,null,null,null,100.0004000016,163157.915926869,700.01960054881499,300.00360004319998,null,null,null,null,null,null,null,null,null,null,null,null,null,null,null,null,"",""]
[100.0004000016,null,null,null,null,null,null,null,null,null,null,null,100.0004000016,164475.00865657901,900.03240116644201,0,null,null,null,null,100.0004000016,164475.00865657901,900.03240116644201,0,null,null,null,null,100.0004000016,164475.00865657901,900.03240116644201,0,null,null,null,null,100.0004000016,164475.00865657901,900.03240116644201,0,null,null,null,null,100.0004000016,164475.00865657901,900.03240116644201,0,null,null,null,null,100.0004000016,164475.00865657901,900.03240116644201,0,null,null,null,null,null,null,null,null,null,null,null,null,null,null,null,null,"",""]
[100.0004000016,null,null,null,null,null,null,null,null,null,null,null,100.0004000016,156372.00840424001,1300.0676035153799,100.0004000016,null,null,null,null,100.0004000016,156372.00840424001,1300.0676035153799,100.0004000016,null,null,null,null,100.0004000016,156372.00840424001,1300.0676035153799,100.0004000016,null,null,null,null,100.0004000016,156372.00840424001,1300.0676035153799,100.0004000016,null,null,null,null,100.0004000016,156372.00840424001,"",100.0004000016,null,null,null,null,100.0004000016,156372.00840424001,"",100.0004000016,null,null,null,null,null,null,null,null,null,null,null,null,null,null,null,null,1300.0676035153799,""]
[400.00640010240102,null,null,null,null,null,null,null,null,null,null,null,400.00640010240102,146655.29367269899,600.01440034560801,0,null,null,null,null,400.00640010240102,146655.29367269899,600.01440034560801,0,null,null,null,null,400.00640010240102,146655.29367269899,600.01440034560801,0,null,null,null,null,400.00640010240102,146655.29367269899,600.01440034560801,0,null,null,null,null,400.00640010240102,146655.29367269899,600.01440034560801,0,null,null,null,null,400.00640010240102,146655.29367269899,600.01440034560801,0,null,null,null,null,null,null,null,null,null,null,null,null,null,null,null,null,"",""]
[300.00360004319998,null,null,null,null,null,null,null,null,null,null,null,300.00360004319998,161942.26038785599,400.00640010240102,200.0016000128,null,null,null,null,300.00360004319998,161942.26038785599,400.00640010240102,200.0016000128,null,null,null,null,300.00360004319998,161942.26038785599,400.00640010240102,200.0016000128,null,null,null,null,300.00360004319998,161942.26038785599,400.00640010240102,200.0016000128,null,null,null,null,300.00360004319998,161942.26038785599,400.00640010240102,200.0016000128,null,null,null,null,300.00360004319998,161942.26038785599,400.00640010240102,200.0016000128,null,null,null,null,null,null,null,null,null,null,null,null,null,null,null,null,"",""]
[300.00360004319998,null,null,null,null,null,null,null,null,null,null,null,300.00360004319998,147464.73319545799,600.01440034560801,200.0016000128,null,null,null,null,300.00360004319998,147464.73319545799,600.01440034560801,200.0016000128,null,null,null,null,300.00360004319998,147464.73319545799,600.01440034560801,200.0016000128,null,null,null,null,300.00360004319998,147464.73319545799,600.01440034560801,200.0016000128,null,null,null,null,300.00360004319998,147464.73319545799,600.01440034560801,200.0016000128,null,null,null,null,300.00360004319998,147464.73319545799,600.01440034560801,200.0016000128,null,null,null,null,null,null,null,null,null,null,null,null,null,null,null,null,"",""]
[100.0004000016,null,null,null,null,null,null,null,null,null,null,null,100.0004000016,149792.16211757201,500.01000020000401,100.0004000016,null,null,null,null,100.0004000016,149792.16211757201,500.01000020000401,100.0004000016,null,null,null,null,100.0004000016,149792.16211757201,500.01000020000401,100.0004000016,null,null,null,null,100.0004000016,149792.16211757201,500.01000020000401,100.0004000016,null,null,null,null,100.0004000016,149792.16211757201,500.01000020000401,100.0004000016,null,null,null,null,100.0004000016,149792.16211757201,500.01000020000401,100.0004000016,null,null,null,null,null,null,null,null,null,null,null,null,null,null,null,null,"",""]
[0,null,null,null,null,null,null,null,null,null,null,null,0,143923.81994536699,600.01440034560801,500.01000020000401,null,null,null,null,0,143923.81994536699,600.01440034560801,500.01000020000401,null,null,null,null,0,143923.81994536699,600.01440034560801,500.01000020000401,null,null,null,null,0,143923.81994536699,600.01440034560801,500.01000020000401,null,null,null,null,0,143923.81994536699,600.01440034560801,500.01000020000401,null,null,null,null,0,143923.81994536699,600.01440034560801,500.01000020000401,null,null,null,null,null,null,null,null,null,null,null,null,null,null,null,null,"",""]
[300.00360004319998,null,null,null,null,null,null,null,null,null,null,null,300.00360004319998,165690.90894448999,400.00640010240102,200.0016000128,null,null,null,null,300.00360004319998,165690.90894448999,400.00640010240102,200.0016000128,null,null,null,null,300.00360004319998,165690.90894448999,400.00640010240102,200.0016000128,null,null,null,null,300.00360004319998,165690.90894448999,400.00640010240102,200.0016000128,null,null,null,null,300.00360004319998,165690.90894448999,400.00640010240102,200.0016000128,null,null,null,null,300.00360004319998,165690.90894448999,400.00640010240102,200.0016000128,null,null,null,null,null,null,null,null,null,null,null,null,null,null,null,null,"",""]
[500.01000020000401,null,null,null,null,null,null,null,null,null,null,null,500.01000020000401,158701.086453347,500.01000020000401,300.00360004319998,null,null,null,null,500.01000020000401,158701.086453347,500.01000020000401,300.00360004319998,null,null,null,null,500.01000020000401,158701.086453347,500.01000020000401,300.00360004319998,null,null,null,null,500.01000020000401,158701.086453347,500.01000020000401,300.00360004319998,null,null,null,null,500.01000020000401,158701.086453347,500.01000020000401,300.00360004319998,null,null,null,null,500.01000020000401,158701.086453347,500.01000020000401,300.00360004319998,null,null,null,null,null,null,null,null,null,null,null,null,null,null,null,null,"",""]
[0,null,null,null,null,null,null,null,null,null,null,null,0,148476.605881122,600.01440034560801,200.0016000128,null,null,null,null,0,148476.605881122,600.01440034560801,200.0016000128,null,null,null,null,0,148476.605881122,600.01440034560801,200.0016000128,null,null,null,null,0,148476.605881122,600.01440034560801,200.0016000128,null,null,null,null,0,148476.605881122,600.01440034560801,200.0016000128,null,null,null,null,0,148476.605881122,600.01440034560801,200.0016000128,null,null,null,null,null,null,null,null,null,null,null,null,null,null,null,null,"",""]
[300.00360004319998,null,null,null,null,null,null,null,null,null,null,null,300.00360004319998,142002.02745104299,700.01960054881499,0,null,null,null,null,300.00360004319998,142002.02745104299,700.01960054881499,0,null,null,null,null,300.00360004319998,142002.02745104299,700.01960054881499,0,null,null,null,null,300.00360004319998,142002.02745104299,700.01960054881499,0,null,null,null,null,300.00360004319998,142002.02745104299,700.01960054881499,0,null,null,null,null,300.00360004319998,142002.02745104299,700.01960054881499,0,null,null,null,null,null,null,null,null,null,null,null,null,null,null,null,null,"",""]
[200.0016000128,null,null,null,null,null,null,null,null,null,null,null,200.0016000128,152524.911060671,500.01000020000401,200.0016000128,null,null,null,null,200.0016000128,152524.911060671,500.01000020000401,200.0016000128,null,null,null,null,200.0016000128,152524.911060671,500.01000020000401,200.0016000128,null,null,null,null,200.0016000128,152524.911060671,500.01000020000401,200.0016000128,null,null,null,null,200.0016000128,152524.911060671,500.01000020000401,200.0016000128,null,null,null,null,200.0016000128,152524.911060671,500.01000020000401,200.0016000128,null,null,null,null,null,null,null,null,null,null,null,null,null,null,null,null,"",""]
[0,null,null,null,null,null,null,null,null,null,null,null,0,167008.26685887499,1000.04000160006,15809.991914890201,null,null,null,null,0,167008.26685887499,1000.04000160006,15809.991914890201,null,null,null,null,0,167008.26685887499,1000.04000160006,15809.991914890201,null,null,null,null,0,167008.26685887499,1000.04000160006,"",null,null,null,null,0,167008.26685887499,1000.04000160006,"",null,null,null,null,0,167008.26685887499,1000.04000160006,"",null,null,null,null,null,null,null,null,null,null,null,null,null,null,null,null,"",15809.991914890201]
[100.0004000016,null,null,null,null,null,null,null,null,null,null,null,100.0004000016,143215.75695159601,300.00360004319998,100.0004000016,null,null,null,null,100.0004000016,143215.75695159601,300.00360004319998,100.0004000016,null,null,null,null,100.0004000016,143215.75695159601,300.00360004319998,100.0004000016,null,null,null,null,100.0004000016,143215.75695159601,300.00360004319998,100.0004000016,null,null,null,null,100.0004000016,143215.75695159601,300.00360004319998,100.0004000016,null,null,null,null,100.0004000016,143215.75695159601,300.00360004319998,100.0004000016,null,null,null,null,null,null,null,null,null,null,null,null,null,null,null,null,"",""]
[100.0004000016,null,null,null,null,null,null,null,null,null,null,null,100.0004000016,153334.72850496601,500.01000020000401,200.0016000128,null,null,null,null,100.0004000016,153334.72850496601,500.01000020000401,200.0016000128,null,null,null,null,100.0004000016,153334.72850496601,500.01000020000401,200.0016000128,null,null,null,null,100.0004000016,153334.72850496601,500.01000020000401,200.0016000128,null,null,null,null,100.0004000016,153334.72850496601,500.01000020000401,200.0016000128,null,null,null,null,100.0004000016,153334.72850496601,500.01000020000401,200.0016000128,null,null,null,null,null,null,null,null,null,null,null,null,null,null,null,null,"",""]
[0,null,null,null,null,null,null,null,null,null,null,null,0,161537.067976408,400.00640010240102,200.0016000128,null,null,null,null,0,161537.067976408,400.00640010240102,200.0016000128,null,null,null,null,0,161537.067976408,400.00640010240102,200.0016000128,null,null,null,null,0,161537.067976408,400.00640010240102,200.0016000128,null,null,null,null,0,161537.067976408,400.00640010240102,200.0016000128,null,null,null,null,0,161537.067976408,400.00640010240102,200.0016000128,null,null,null,null,null,null,null,null,null,null,null,null,null,null,null,null,"",""]
[2100.1764148188399,null,null,null,null,null,null,null,null,null,null,null,2100.1764148188399,160321.56903790901,400.00640010240102,200.0016000128,null,null,null,null,2100.1764148188399,160321.56903790901,400.00640010240102,200.0016000128,null,null,null,null,2100.1764148188399,160321.56903790901,400.00640010240102,200.0016000128,null,null,null,null,2100.1764148188399,160321.56903790901,400.00640010240102,200.0016000128,null,null,null,null,2100.1764148188399,160321.56903790901,400.00640010240102,200.0016000128,null,null,null,null,2100.1764148188399,160321.56903790901,400.00640010240102,200.0016000128,null,null,null,null,null,null,null,null,null,null,null,null,null,null,null,null,"",""]
[100.0004000016,null,null,null,null,null,null,null,null,null,null,null,100.0004000016,149792.16211757201,600.01440034560801,100.0004000016,null,null,null,null,100.0004000016,149792.16211757201,600.01440034560801,100.0004000016,null,null,null,null,100.0004000016,149792.16211757201,600.01440034560801,100.0004000016,null,null,null,null,100.0004000016,149792.16211757201,600.01440034560801,100.0004000016,null,null,null,null,100.0004000016,149792.16211757201,600.01440034560801,100.0004000016,null,null,null,null,100.0004000016,149792.16211757201,600.01440034560801,100.0004000016,null,null,null,null,null,null,null,null,null,null,null,null,null,null,null,null,"",""]
[33645.2191745706,null,null,null,null,null,null,null,null,null,null,null,33645.2191745706,156878.293035368,300.00360004319998,200.0016000128,null,null,null,null,33645.2191745706,156878.293035368,300.00360004319998,200.0016000128,null,null,null,null,33645.2191745706,156878.293035368,300.00360004319998,200.0016000128,null,null,null,null,33645.2191745706,156878.293035368,300.00360004319998,200.0016000128,null,null,null,null,"",156878.293035368,300.00360004319998,200.0016000128,null,null,null,null,"",156878.293035368,300.00360004319998,200.0016000128,null,null,null,null,null,null,null,null,null,null,null,null,null,null,null,null,"",""]
[200.0016000128,null,null,null,null,null,null,null,null,null,null,null,200.0016000128,159004.91103775799,500.01000020000401,100.0004000016,null,null,null,null,200.0016000128,159004.91103775799,500.01000020000401,100.0004000016,null,null,null,null,200.0016000128,159004.91103775799,500.01000020000401,100.0004000016,null,null,null,null,200.0016000128,159004.91103775799,500.01000020000401,100.0004000016,null,null,null,null,200.0016000128,159004.91103775799,500.01000020000401,100.0004000016,null,null,null,null,200.0016000128,159004.91103775799,500.01000020000401,100.0004000016,null,null,null,null,null,null,null,null,null,null,null,null,null,null,null,null,"",""]
[600.01440034560801,null,null,null,null,null,null,null,null,null,null,null,600.01440034560801,135935.13722209699,300.00360004319998,200.0016000128,null,null,null,null,600.01440034560801,135935.13722209699,300.00360004319998,200.0016000128,null,null,null,null,600.01440034560801,135935.13722209699,300.00360004319998,200.0016000128,null,null,null,null,600.01440034560801,135935.13722209699,300.00360004319998,200.0016000128,null,null,null,null,600.01440034560801,135935.13722209699,300.00360004319998,200.0016000128,null,null,null,null,600.01440034560801,135935.13722209699,300.00360004319998,200.0016000128,null,null,null,null,null,null,null,null,null,null,null,null,null,null,null,null,"",""]
[200.0016000128,null,null,null,null,null,null,null,null,null,null,null,200.0016000128,150399.38834228599,600.01440034560801,300.00360004319998,null,null,null,null,200.0016000128,150399.38834228599,600.01440034560801,300.00360004319998,null,null,null,null,200.0016000128,150399.38834228599,600.01440034560801,300.00360004319998,null,null,null,null,200.0016000128,150399.38834228599,600.01440034560801,300.00360004319998,null,null,null,null,200.0016000128,150399.38834228599,600.01440034560801,300.00360004319998,null,null,null,null,200.0016000128,150399.38834228599,600.01440034560801,300.00360004319998,null,null,null,null,null,null,null,null,null,null,null,null,null,null,null,null,"",""]
[73817.318184735806,null,null,null,null,null,null,null,null,null,null,null,73817.318184735806,145340.065579046,200.0016000128,100.0004000016,null,null,null,null,"",145340.065579046,200.0016000128,100.0004000016,null,null,null,null,"",145340.065579046,200.0016000128,100.0004000016,null,null,null,null,"",145340.065579046,200.0016000128,100.0004000016,null,null,null,null,"",145340.065579046,200.0016000128,100.0004000016,null,null,null,null,"",145340.065579046,200.0016000128,100.0004000016,null,null,null,null,null,null,null,null,null,null,null,null,null,null,null,null,"",""]
[200.0016000128,null,null,null,null,null,null,null,null,null,null,null,200.0016000128,164171.051942875,300.00360004319998,300.00360004319998,null,null,null,null,200.0016000128,164171.051942875,300.00360004319998,300.00360004319998,null,null,null,null,200.0016000128,164171.051942875,300.00360004319998,300.00360004319998,null,null,null,null,200.0016000128,164171.051942875,300.00360004319998,300.00360004319998,null,null,null,null,200.0016000128,164171.051942875,300.00360004319998,300.00360004319998,null,null,null,null,200.0016000128,164171.051942875,300.00360004319998,300.00360004319998,null,null,null,null,null,null,null,null,null,null,null,null,null,null,null,null,"",""]
[200.0016000128,null,null,null,null,null,null,null,null,null,null,null,200.0016000128,155764.49374527001,100.0004000016,100.0004000016,null,null,null,null,200.0016000128,155764.49374527001,100.0004000016,100.0004000016,null,null,null,null,200.0016000128,155764.49374527001,100.0004000016,100.0004000016,null,null,null,null,200.0016000128,155764.49374527001,100.0004000016,100.0004000016,null,null,null,null,200.0016000128,155764.49374527001,100.0004000016,100.0004000016,null,null,null,null,200.0016000128,155764.49374527001,100.0004000016,100.0004000016,null,null,null,null,null,null,null,null,null,null,null,null,null,null,null,null,"",""]
[100.0004000016,null,null,null,null,null,null,null,null,null,null,null,100.0004000016,152828.586491522,500.01000020000401,300.00360004319998,null,null,null,null,100.0004000016,152828.586491522,500.01000020000401,300.00360004319998,null,null,null,null,100.0004000016,152828.586491522,500.01000020000401,300.00360004319998,null,null,null,null,100.0004000016,152828.586491522,500.01000020000401,300.00360004319998,null,null,null,null,100.0004000016,152828.586491522,500.01000020000401,300.00360004319998,null,null,null,null,100.0004000016,152828.586491522,500.01000020000401,300.00360004319998,null,null,null,null,null,null,null,null,null,null,null,null,null,null,null,null,"",""]
[52309.221654815199,null,null,null,null,null,null,null,null,null,null,null,52309.221654815199,153031.04085254599,0,0,null,null,null,null,{"$f":"IF(M6019=\"\",\"\",IF(M6019<Q$3+5*Q$7,M6019,\"\"))","v":52309.221654815199},{"$f":"IF(N6019=\"\",\"\",IF(N6019<R$3+5*R$7,N6019,\"\"))","v":153031.04085254599},{"$f":"IF(O6019=\"\",\"\",IF(O6019<S$3+5*S$7,O6019,\"\"))","v":0},{"$f":"IF(P6019=\"\",\"\",IF(P6019<T$3+5*T$7,P6019,\"\"))","v":0},null,null,null,null,{"$f":"IF(U6019=\"\",\"\",IF(U6019<Y$3+5*Y$7,U6019,\"\"))","v":52309.221654815199},{"$f":"IF(V6019=\"\",\"\",IF(V6019<Z$3+5*Z$7,V6019,\"\"))","v":153031.04085254599},{"$f":"IF(W6019=\"\",\"\",IF(W6019<AA$3+5*AA$7,W6019,\"\"))","v":0},{"$f":"IF(X6019=\"\",\"\",IF(X6019<AB$3+5*AB$7,X6019,\"\"))","v":0},null,null,null,null,{"$f":"IF(AC6019=\"\",\"\",IF(AC6019<AG$3+5*AG$7,AC6019,\"\"))","v":""},{"$f":"IF(AD6019=\"\",\"\",IF(AD6019<AH$3+5*AH$7,AD6019,\"\"))","v":153031.04085254599},{"$f":"IF(AE6019=\"\",\"\",IF(AE6019<AI$3+5*AI$7,AE6019,\"\"))","v":0},{"$f":"IF(AF6019=\"\",\"\",IF(AF6019<AJ$3+5*AJ$7,AF6019,\"\"))","v":0},null,null,null,null,{"$f":"IF(AK6019=\"\",\"\",IF(AK6019<AO$3+5*AO$7,AK6019,\"\"))","v":""},{"$f":"IF(AL6019=\"\",\"\",IF(AL6019<AP$3+5*AP$7,AL6019,\"\"))","v":153031.04085254599},{"$f":"IF(AM6019=\"\",\"\",IF(AM6019<AQ$3+5*AQ$7,AM6019,\"\"))","v":0},{"$f":"IF(AN6019=\"\",\"\",IF(AN6019<AR$3+5*AR$7,AN6019,\"\"))","v":0},null,null,null,null,{"$f":"IF(AS6019=\"\",\"\",IF(AS6019<AW$3+5*AW$7,AS6019,\"\"))","v":""},{"$f":"IF(AT6019=\"\",\"\",IF(AT6019<AX$3+5*AX$7,AT6019,\"\"))","v":153031.04085254599},{"$f":"IF(AU6019=\"\",\"\",IF(AU6019<AY$3+5*AY$7,AU6019,\"\"))","v":0},{"$f":"IF(AV6019=\"\",\"\",IF(AV6019<AZ$3+5*AZ$7,AV6019,\"\"))","v":0},null,null,null,null,null,null,null,null,null,null,null,null,null,null,null,null,{"$f":"IF(O6019<$BG$3,\"\",O6019)","v":""},{"$f":"IF(P6019<$BH$3,\"\",P6019)","v":""}]
[2400.23042212052,null,null,null,null,null,null,null,null,null,null,null,2400.23042212052,138058.21572073799,400.00640010240102,100.0004000016,null,null,null,null,2400.23042212052,138058.21572073799,400.00640010240102,100.0004000016,null,null,null,null,2400.23042212052,138058.21572073799,400.00640010240102,100.0004000016,null,null,null,null,2400.23042212052,138058.21572073799,400.00640010240102,100.0004000016,null,null,null,null,2400.23042212052,138058.21572073799,400.00640010240102,100.0004000016,null,null,null,null,2400.23042212052,138058.21572073799,400.00640010240102,100.0004000016,null,null,null,null,null,null,null,null,null,null,null,null,null,null,null,null,"",""]
[400.00640010240102,null,null,null,null,null,null,null,null,null,null,null,400.00640010240102,169237.95601625301,0,100.0004000016,null,null,null,null,400.00640010240102,169237.95601625301,0,100.0004000016,null,null,null,null,400.00640010240102,169237.95601625301,0,100.0004000016,null,null,null,null,400.00640010240102,169237.95601625301,0,100.0004000016,null,null,null,null,400.00640010240102,169237.95601625301,0,100.0004000016,null,null,null,null,400.00640010240102,169237.95601625301,0,100.0004000016,null,null,null,null,null,null,null,null,null,null,null,null,null,null,null,null,"",""]
[100.0004000016,null,null,null,null,null,null,null,null,null,null,null,100.0004000016,148274.22482959501,200.0016000128,0,null,null,null,null,100.0004000016,148274.22482959501,200.0016000128,0,null,null,null,null,100.0004000016,148274.22482959501,200.0016000128,0,null,null,null,null,100.0004000016,148274.22482959501,200.0016000128,0,null,null,null,null,100.0004000016,148274.22482959501,200.0016000128,0,null,null,null,null,100.0004000016,148274.22482959501,200.0016000128,0,null,null,null,null,null,null,null,null,null,null,null,null,null,null,null,null,"",""]
[400.00640010240102,null,null,null,null,null,null,null,null,null,null,null,400.00640010240102,150804.22211580601,100.0004000016,300.00360004319998,null,null,null,null,400.00640010240102,150804.22211580601,100.0004000016,300.00360004319998,null,null,null,null,400.00640010240102,150804.22211580601,100.0004000016,300.00360004319998,null,null,null,null,400.00640010240102,150804.22211580601,100.0004000016,300.00360004319998,null,null,null,null,400.00640010240102,150804.22211580601,100.0004000016,300.00360004319998,null,null,null,null,400.00640010240102,150804.22211580601,100.0004000016,300.00360004319998,null,null,null,null,null,null,null,null,null,null,null,null,null,null,null,null,"",""]
[100.0004000016,null,null,null,null,null,null,null,null,null,null,null,100.0004000016,163461.848165684,300.00360004319998,0,null,null,null,null,100.0004000016,163461.848165684,300.00360004319998,0,null,null,null,null,100.0004000016,163461.848165684,300.00360004319998,0,null,null,null,null,100.0004000016,163461.848165684,300.00360004319998,0,null,null,null,null,100.0004000016,163461.848165684,300.00360004319998,0,null,null,null,null,100.0004000016,163461.848165684,300.00360004319998,0,null,null,null,null,null,null,null,null,null,null,null,null,null,null,null,null,"",""]
[400.00640010240102,null,null,null,null,null,null,null,null,null,null,null,400.00640010240102,151512.71258058501,200.0016000128,100.0004000016,null,null,null,null,400.00640010240102,151512.71258058501,200.0016000128,100.0004000016,null,null,null,null,400.00640010240102,151512.71258058501,200.0016000128,100.0004000016,null,null,null,null,400.00640010240102,151512.71258058501,200.0016000128,100.0004000016,null,null,null,null,400.00640010240102,151512.71258058501,200.0016000128,100.0004000016,null,null,null,null,400.00640010240102,151512.71258058501,200.0016000128,100.0004000016,null,null,null,null,null,null,null,null,null,null,null,null,null,null,null,null,"",""]
[1700.1156078613301,null,null,null,null,null,null,null,null,null,null,null,1700.1156078613301,157992.19095922299,200.0016000128,200.0016000128,null,null,null,null,1700.1156078613301,157992.19095922299,200.0016000128,200.0016000128,null,null,null,null,1700.1156078613301,157992.19095922299,200.0016000128,200.0016000128,null,null,null,null,1700.1156078613301,157992.19095922299,200.0016000128,200.0016000128,null,null,null,null,1700.1156078613301,157992.19095922299,200.0016000128,200.0016000128,null,null,null,null,1700.1156078613301,157992.19095922299,200.0016000128,200.0016000128,null,null,null,null,null,null,null,null,null,null,null,null,null,null,null,null,"",""]
[200.0016000128,null,null,null,null,null,null,null,null,null,null,null,200.0016000128,156270.75392337199,200.0016000128,100.0004000016,null,null,null,null,200.0016000128,156270.75392337199,200.0016000128,100.0004000016,null,null,null,null,200.0016000128,156270.75392337199,200.0016000128,100.0004000016,null,null,null,null,200.0016000128,156270.75392337199,200.0016000128,100.0004000016,null,null,null,null,200.0016000128,156270.75392337199,200.0016000128,100.0004000016,null,null,null,null,200.0016000128,156270.75392337199,200.0016000128,100.0004000016,null,null,null,null,null,null,null,null,null,null,null,null,null,null,null,null,"",""]
[100.0004000016,null,null,null,null,null,null,null,null,null,null,null,100.0004000016,149994.56760117301,300.00360004319998,400.00640010240102,null,null,null,null,100.0004000016,149994.56760117301,300.00360004319998,400.00640010240102,null,null,null,null,100.0004000016,149994.56760117301,300.00360004319998,400.00640010240102,null,null,null,null,100.0004000016,149994.56760117301,300.00360004319998,400.00640010240102,null,null,null,null,100.0004000016,149994.56760117301,300.00360004319998,400.00640010240102,null,null,null,null,100.0004000016,149994.56760117301,300.00360004319998,400.00640010240102,null,null,null,null,null,null,null,null,null,null,null,null,null,null,null,null,"",""]
[100.0004000016,null,null,null,null,null,null,null,null,null,null,null,100.0004000016,148071.84703534399,200.0016000128,200.0016000128,null,null,null,null,100.0004000016,148071.84703534399,200.0016000128,200.0016000128,null,null,null,null,100.0004000016,148071.84703534399,200.0016000128,200.0016000128,null,null,null,null,100.0004000016,148071.84703534399,200.0016000128,200.0016000128,null,null,null,null,100.0004000016,148071.84703534399,200.0016000128,200.0016000128,null,null,null,null,100.0004000016,148071.84703534399,200.0016000128,200.0016000128,null,null,null,null,null,null,null,null,null,null,null,null,null,null,null,null,"",""]
[0,null,null,null,null,null,null,null,null,null,null,null,0,162752.684362456,300.00360004319998,100.0004000016,null,null,null,null,0,162752.684362456,300.00360004319998,100.0004000016,null,null,null,null,0,162752.684362456,300.00360004319998,100.0004000016,null,null,null,null,0,162752.684362456,300.00360004319998,100.0004000016,null,null,null,null,0,162752.684362456,300.00360004319998,100.0004000016,null,null,null,null,0,162752.684362456,300.00360004319998,100.0004000016,null,null,null,null,null,null,null,null,null,null,null,null,null,null,null,null,"",""]
[61350.185253500502,null,null,null,null,null,null,null,null,null,null,null,61350.185253500502,139574.91995559301,0,0,null,null,null,null,61350.185253500502,139574.91995559301,0,0,null,null,null,null,61350.185253500502,139574.91995559301,0,0,null,null,null,null,"",139574.91995559301,0,0,null,null,null,null,"",139574.91995559301,0,0,null,null,null,null,"",139574.91995559301,0,0,null,null,null,null,null,null,null,null,null,null,null,null,null,null,null,null,"",""]
[400.00640010240102,null,null,null,null,null,null,null,null,null,null,null,400.00640010240102,152221.242962408,100.0004000016,100.0004000016,null,null,null,null,400.00640010240102,152221.242962408,100.0004000016,100.0004000016,null,null,null,null,400.00640010240102,152221.242962408,100.0004000016,100.0004000016,null,null,null,null,400.00640010240102,152221.242962408,100.0004000016,100.0004000016,null,null,null,null,400.00640010240102,152221.242962408,100.0004000016,100.0004000016,null,null,null,null,400.00640010240102,152221.242962408,100.0004000016,100.0004000016,null,null,null,null,null,null,null,null,null,null,null,null,null,null,null,null,"",""]
[60948.226085840703,null,null,null,null,null,null,null,null,null,null,null,60948.226085840703,157992.19095922299,200.0016000128,200.0016000128,null,null,null,null,60948.226085840703,157992.19095922299,200.0016000128,200.0016000128,null,null,null,null,60948.226085840703,157992.19095922299,200.0016000128,200.0016000128,null,null,null,null,"",157992.19095922299,200.0016000128,200.0016000128,null,null,null,null,"",157992.19095922299,200.0016000128,200.0016000128,null,null,null,null,"",157992.19095922299,200.0016000128,200.0016000128,null,null,null,null,null,null,null,null,null,null,null,null,null,null,null,null,"",""]
[400.00640010240102,null,null,null,null,null,null,null,null,null,null,null,400.00640010240102,159410.02189875001,100.0004000016,100.0004000016,null,null,null,null,400.00640010240102,159410.02189875001,100.0004000016,100.0004000016,null,null,null,null,400.00640010240102,159410.02189875001,100.0004000016,100.0004000016,null,null,null,null,400.00640010240102,159410.02189875001,100.0004000016,100.0004000016,null,null,null,null,400.00640010240102,159410.02189875001,100.0004000016,100.0004000016,null,null,null,null,400.00640010240102,159410.02189875001,100.0004000016,100.0004000016,null,null,null,null,null,null,null,null,null,null,null,null,null,null,null,null,"",""]
[300.00360004319998,null,null,null,null,null,null,null,null,null,null,null,300.00360004319998,154650.79307583001,0,100.0004000016,null,null,null,null,300.00360004319998,154650.79307583001,0,100.0004000016,null,null,null,null,300.00360004319998,154650.79307583001,0,100.0004000016,null,null,null,null,300.00360004319998,154650.79307583001,0,100.0004000016,null,null,null,null,300.00360004319998,154650.79307583001,0,100.0004000016,null,null,null,null,300.00360004319998,154650.79307583001,0,100.0004000016,null,null,null,null,null,null,null,null,null,null,null,null,null,null,null,null,"",""]
[300.00360004319998,null,null,null,null,null,null,null,null,null,null,null,300.00360004319998,158802.36049947201,0,100.0004000016,null,null,null,null,300.00360004319998,158802.36049947201,0,100.0004000016,null,null,null,null,300.00360004319998,158802.36049947201,0,100.0004000016,null,null,null,null,300.00360004319998,158802.36049947201,0,100.0004000016,null,null,null,null,300.00360004319998,158802.36049947201,0,100.0004000016,null,null,null,null,300.00360004319998,158802.36049947201,0,100.0004000016,null,null,null,null,null,null,null,null,null,null,null,null,null,null,null,null,"",""]
[100.0004000016,null,null,null,null,null,null,null,null,null,null,null,100.0004000016,158599.81322255399,200.0016000128,200.0016000128,null,null,null,null,100.0004000016,158599.81322255399,200.0016000128,200.0016000128,null,null,null,null,100.0004000016,158599.81322255399,200.0016000128,200.0016000128,null,null,null,null,100.0004000016,158599.81322255399,200.0016000128,200.0016000128,null,null,null,null,100.0004000016,158599.81322255399,200.0016000128,200.0016000128,null,null,null,null,100.0004000016,158599.81322255399,200.0016000128,200.0016000128,null,null,null,null,null,null,null,null,null,null,null,null,null,null,null,null,"",""]
[1300.0676035153799,null,null,null,null,null,null,null,null,null,null,null,1300.0676035153799,159410.02189875001,100.0004000016,200.0016000128,null,null,null,null,1300.0676035153799,159410.02189875001,100.0004000016,200.0016000128,null,null,null,null,1300.0676035153799,159410.02189875001,100.0004000016,200.0016000128,null,null,null,null,1300.0676035153799,159410.02189875001,100.0004000016,200.0016000128,null,null,null,null,1300.0676035153799,159410.02189875001,100.0004000016,200.0016000128,null,null,null,null,1300.0676035153799,159410.02189875001,100.0004000016,200.0016000128,null,null,null,null,null,null,null,null,null,null,null,null,null,null,null,null,"",""]
[200.0016000128,null,null,null,null,null,null,null,null,null,null,null,200.0016000128,146655.29367269899,0,200.0016000128,null,null,null,null,200.0016000128,146655.29367269899,0,200.0016000128,null,null,null,null,200.0016000128,146655.29367269899,0,200.0016000128,null,null,null,null,200.0016000128,146655.29367269899,0,200.0016000128,null,null,null,null,200.0016000128,146655.29367269899,0,200.0016000128,null,null,null,null,200.0016000128,146655.29367269899,0,200.0016000128,null,null,null,null,null,null,null,null,null,null,null,null,null,null,null,null,"",""]
[100.0004000016,null,null,null,null,null,null,null,null,null,null,null,100.0004000016,168528.46661243599,400.00640010240102,300.00360004319998,null,null,null,null,100.0004000016,168528.46661243599,400.00640010240102,300.00360004319998,null,null,null,null,100.0004000016,168528.46661243599,400.00640010240102,300.00360004319998,null,null,null,null,100.0004000016,168528.46661243599,400.00640010240102,300.00360004319998,null,null,null,null,100.0004000016,168528.46661243599,400.00640010240102,300.00360004319998,null,null,null,null,100.0004000016,168528.46661243599,400.00640010240102,300.00360004319998,null,null,null,null,null,null,null,null,null,null,null,null,null,null,null,null,"",""]
[600.01440034560801,null,null,null,null,null,null,null,null,null,null,null,600.01440034560801,179073.57123864899,0,0,null,null,null,null,600.01440034560801,179073.57123864899,0,0,null,null,null,null,600.01440034560801,179073.57123864899,0,0,null,null,null,null,600.01440034560801,179073.57123864899,0,0,null,null,null,null,600.01440034560801,179073.57123864899,0,0,null,null,null,null,600.01440034560801,179073.57123864899,0,0,null,null,null,null,null,null,null,null,null,null,null,null,null,null,null,null,"",""]
[0,null,null,null,null,null,null,null,null,null,null,null,0,165285.59579316899,0,100.0004000016,null,null,null,null,0,165285.59579316899,0,100.0004000016,null,null,null,null,0,165285.59579316899,0,100.0004000016,null,null,null,null,0,165285.59579316899,0,100.0004000016,null,null,null,null,0,165285.59579316899,0,100.0004000016,null,null,null,null,0,165285.59579316899,0,100.0004000016,null,null,null,null,null,null,null,null,null,null,null,null,null,null,null,null,"",""]
[300.00360004319998,null,null,null,null,null,null,null,null,null,null,null,300.00360004319998,163360.53660363,100.0004000016,300.00360004319998,null,null,null,null,300.00360004319998,163360.53660363,100.0004000016,300.00360004319998,null,null,null,null,300.00360004319998,163360.53660363,100.0004000016,300.00360004319998,null,null,null,null,300.00360004319998,163360.53660363,100.0004000016,300.00360004319998,null,null,null,null,300.00360004319998,163360.53660363,100.0004000016,300.00360004319998,null,null,null,null,300.00360004319998,163360.53660363,100.0004000016,300.00360004319998,null,null,null,null,null,null,null,null,null,null,null,null,null,null,null,null,"",""]
[100.0004000016,null,null,null,null,null,null,null,null,null,null,null,100.0004000016,150095.77156469799,300.00360004319998,0,null,null,null,null,100.0004000016,150095.77156469799,300.00360004319998,0,null,null,null,null,100.0004000016,150095.77156469799,300.00360004319998,0,null,null,null,null,100.0004000016,150095.77156469799,300.00360004319998,0,null,null,null,null,100.0004000016,150095.77156469799,300.00360004319998,0,null,null,null,null,100.0004000016,150095.77156469799,300.00360004319998,0,null,null,null,null,null,null,null,null,null,null,null,null,null,null,null,null,"",""]
[200.0016000128,null,null,null,null,null,null,null,null,null,null,null,200.0016000128,151209.06892236101,400.00640010240102,200.0016000128,null,null,null,null,200.0016000128,151209.06892236101,400.00640010240102,200.0016000128,null,null,null,null,200.0016000128,151209.06892236101,400.00640010240102,200.0016000128,null,null,null,null,200.0016000128,151209.06892236101,400.00640010240102,200.0016000128,null,null,null,null,200.0016000128,151209.06892236101,400.00640010240102,200.0016000128,null,null,null,null,200.0016000128,151209.06892236101,400.00640010240102,200.0016000128,null,null,null,null,null,null,null,null,null,null,null,null,null,null,null,null,"",""]
[200.0016000128,null,null,null,null,null,null,null,null,null,null,null,200.0016000128,167717.670556589,400.00640010240102,200.0016000128,null,null,null,null,200.0016000128,167717.670556589,400.00640010240102,200.0016000128,null,null,null,null,200.0016000128,167717.670556589,400.00640010240102,200.0016000128,null,null,null,null,200.0016000128,167717.670556589,400.00640010240102,200.0016000128,null,null,null,null,200.0016000128,167717.670556589,400.00640010240102,200.0016000128,null,null,null,null,200.0016000128,167717.670556589,400.00640010240102,200.0016000128,null,null,null,null,null,null,null,null,null,null,null,null,null,null,null,null,"",""]
[200.0016000128,null,null,null,null,null,null,null,null,null,null,null,200.0016000128,178160.66486458099,500.01000020000401,200.0016000128,null,null,null,null,200.0016000128,178160.66486458099,500.01000020000401,200.0016000128,null,null,null,null,200.0016000128,178160.66486458099,500.01000020000401,200.0016000128,null,null,null,null,200.0016000128,178160.66486458099,500.01000020000401,200.0016000128,null,null,null,null,200.0016000128,178160.66486458099,500.01000020000401,200.0016000128,null,null,null,null,200.0016000128,178160.66486458099,500.01000020000401,200.0016000128,null,null,null,null,null,null,null,null,null,null,null,null,null,null,null,null,"",""]
[300.00360004319998,null,null,null,null,null,null,null,null,null,null,null,null,169542.03514876199,400.00640010240102,300.00360004319998,null,null,null,null,"",169542.03514876199,400.00640010240102,300.00360004319998,null,null,null,null,"",169542.03514876199,400.00640010240102,300.00360004319998,null,null,null,null,"",169542.03514876199,400.00640010240102,300.00360004319998,null,null,null,null,"",169542.03514876199,400.00640010240102,300.00360004319998,null,null,null,null,"",169542.03514876199,400.00640010240102,300.00360004319998,null,null,null,null,null,null,null,null,null,null,null,null,null,null,null,null,"",""]
[300.00360004319998,null,null,null,null,null,null,null,null,null,null,null,null,168224.411969604,0,300.00360004319998,null,null,null,null,"",168224.411969604,0,300.00360004319998,null,null,null,null,"",168224.411969604,0,300.00360004319998,null,null,null,null,"",168224.411969604,0,300.00360004319998,null,null,null,null,"",168224.411969604,0,300.00360004319998,null,null,null,null,"",168224.411969604,0,300.00360004319998,null,null,null,null,null,null,null,null,null,null,null,null,null,null,null,null,"",""]
[200.0016000128,null,null,null,null,null,null,null,null,null,null,null,null,157080.812593835,100.0004000016,400.00640010240102,null,null,null,null,"",157080.812593835,100.0004000016,400.00640010240102,null,null,null,null,"",157080.812593835,100.0004000016,400.00640010240102,null,null,null,null,"",157080.812593835,100.0004000016,400.00640010240102,null,null,null,null,"",157080.812593835,100.0004000016,400.00640010240102,null,null,null,null,"",157080.812593835,100.0004000016,400.00640010240102,null,null,null,null,null,null,null,null,null,null,null,null,null,null,null,null,"",""]
[300.00360004319998,null,null,null,null,null,null,null,null,null,null,null,null,165285.59579316899,200.0016000128,200.0016000128,null,null,null,null,"",165285.59579316899,200.0016000128,200.0016000128,null,null,null,null,"",165285.59579316899,200.0016000128,200.0016000128,null,null,null,null,"",165285.59579316899,200.0016000128,200.0016000128,null,null,null,null,"",165285.59579316899,200.0016000128,200.0016000128,null,null,null,null,"",165285.59579316899,200.0016000128,200.0016000128,null,null,null,null,null,null,null,null,null,null,null,null,null,null,null,null,"",""]
[100.0004000016,null,null,null,null,null,null,null,null,null,null,null,null,null,800.02560081922604,100.0004000016,null,null,null,null,"","",800.02560081922604,100.0004000016,null,null,null,null,"","",800.02560081922604,100.0004000016,null,null,null,null,"","",800.02560081922604,100.0004000016,null,null,null,null,"","",800.02560081922604,100.0004000016,null,null,null,null,"","",800.02560081922604,100.0004000016,null,null,null,null,null,null,null,null,null,null,null,null,null,null,null,null,"",""]
[100.0004000016,null,null,null,null,null,null,null,null,null,null,null,null,null,100.0004000016,100.0004000016,null,null,null,null,"","",100.0004000016,100.0004000016,null,null,null,null,"","",100.0004000016,100.0004000016,null,null,null,null,"","",100.0004000016,100.0004000016,null,null,null,null,"","",100.0004000016,100.0004000016,null,null,null,null,"","",100.0004000016,100.0004000016,null,null,null,null,null,null,null,null,null,null,null,null,null,null,null,null,"",""]
[100.0004000016,null,null,null,null,null,null,null,null,null,null,null,null,null,300.00360004319998,100.0004000016,null,null,null,null,"","",300.00360004319998,100.0004000016,null,null,null,null,"","",300.00360004319998,100.0004000016,null,null,null,null,"","",300.00360004319998,100.0004000016,null,null,null,null,"","",300.00360004319998,100.0004000016,null,null,null,null,"","",300.00360004319998,100.0004000016,null,null,null,null,null,null,null,null,null,null,null,null,null,null,null,null,"",""]
[300.00360004319998,null,null,null,null,null,null,null,null,null,null,null,null,null,300.00360004319998,0,null,null,null,null,"","",300.00360004319998,0,null,null,null,null,"","",300.00360004319998,0,null,null,null,null,"","",300.00360004319998,0,null,null,null,null,"","",300.00360004319998,0,null,null,null,null,"","",300.00360004319998,0,null,null,null,null,null,null,null,null,null,null,null,null,null,null,null,null,"",""]
[5401.1666519968303,null,null,null,null,null,null,null,null,null,null,null,null,null,0,100.0004000016,null,null,null,null,"","",0,100.0004000016,null,null,null,null,"","",0,100.0004000016,null,null,null,null,"","",0,100.0004000016,null,null,null,null,"","",0,100.0004000016,null,null,null,null,"","",0,100.0004000016,null,null,null,null,null,null,null,null,null,null,null,null,null,null,null,null,"",""]
[0,null,null,null,null,null,null,null,null,null,null,null,null,null,400.00640010240102,200.0016000128,null,null,null,null,"","",400.00640010240102,200.0016000128,null,null,null,null,"","",400.00640010240102,200.0016000128,null,null,null,null,"","",400.00640010240102,200.0016000128,null,null,null,null,"","",400.00640010240102,200.0016000128,null,null,null,null,"","",400.00640010240102,200.0016000128,null,null,null,null,null,null,null,null,null,null,null,null,null,null,null,null,"",""]
[300.00360004319998,null,null,null,null,null,null,null,null,null,null,null,null,null,0,100.0004000016,null,null,null,null,"","",0,100.0004000016,null,null,null,null,"","",0,100.0004000016,null,null,null,null,"","",0,100.0004000016,null,null,null,null,"","",0,100.0004000016,null,null,null,null,"","",0,100.0004000016,null,null,null,null,null,null,null,null,null,null,null,null,null,null,null,null,"",""]
[200.0016000128,null,null,null,null,null,null,null,null,null,null,null,null,null,0,0,null,null,null,null,"","",0,0,null,null,null,null,"","",0,0,null,null,null,null,"","",0,0,null,null,null,null,"","",0,0,null,null,null,null,"","",0,0,null,null,null,null,null,null,null,null,null,null,null,null,null,null,null,null,"",""]
[300.00360004319998,null,null,null,null,null,null,null,null,null,null,null,null,null,0,300.00360004319998,null,null,null,null,"","",0,300.00360004319998,null,null,null,null,"","",0,300.00360004319998,null,null,null,null,"","",0,300.00360004319998,null,null,null,null,"","",0,300.00360004319998,null,null,null,null,"","",0,300.00360004319998,null,null,null,null,null,null,null,null,null,null,null,null,null,null,null,null,"",""]
[200.0016000128,null,null,null,null,null,null,null,null,null,null,null,null,null,100.0004000016,100.0004000016,null,null,null,null,"","",100.0004000016,100.0004000016,null,null,null,null,"","",100.0004000016,100.0004000016,null,null,null,null,"","",100.0004000016,100.0004000016,null,null,null,null,"","",100.0004000016,100.0004000016,null,null,null,null,"","",100.0004000016,100.0004000016,null,null,null,null,null,null,null,null,null,null,null,null,null,null,null,null,"",""]
[300.00360004319998,null,null,null,null,null,null,null,null,null,null,null,null,null,200.0016000128,300.00360004319998,null,null,null,null,"","",200.0016000128,300.00360004319998,null,null,null,null,"","",200.0016000128,300.00360004319998,null,null,null,null,"","",200.0016000128,300.00360004319998,null,null,null,null,"","",200.0016000128,300.00360004319998,null,null,null,null,"","",200.0016000128,300.00360004319998,null,null,null,null,null,null,null,null,null,null,null,null,null,null,null,null,"",""]
[300.00360004319998,null,null,null,null,null,null,null,null,null,null,null,null,null,400.00640010240102,400.00640010240102,null,null,null,null,"","",400.00640010240102,400.00640010240102,null,null,null,null,"","",400.00640010240102,400.00640010240102,null,null,null,null,"","",400.00640010240102,400.00640010240102,null,null,null,null,"","",400.00640010240102,400.00640010240102,null,null,null,null,"","",400.00640010240102,400.00640010240102,null,null,null,null,null,null,null,null,null,null,null,null,null,null,null,null,"",""]
[200.0016000128,null,null,null,null,null,null,null,null,null,null,null,null,null,100.0004000016,0,null,null,null,null,"","",100.0004000016,0,null,null,null,null,"","",100.0004000016,0,null,null,null,null,"","",100.0004000016,0,null,null,null,null,"","",100.0004000016,0,null,null,null,null,"","",100.0004000016,0,null,null,null,null,null,null,null,null,null,null,null,null,null,null,null,null,"",""]
[100.0004000016,null,null,null,null,null,null,null,null,null,null,null,null,null,100.0004000016,200.0016000128,null,null,null,null,"","",100.0004000016,200.0016000128,null,null,null,null,"","",100.0004000016,200.0016000128,null,null,null,null,"","",100.0004000016,200.0016000128,null,null,null,null,"","",100.0004000016,200.0016000128,null,null,null,null,"","",100.0004000016,200.0016000128,null,null,null,null,null,null,null,null,null,null,null,null,null,null,null,null,"",""]
[100.0004000016,null,null,null,null,null,null,null,null,null,null,null,null,null,200.0016000128,300.00360004319998,null,null,null,null,"","",200.0016000128,300.00360004319998,null,null,null,null,"","",200.0016000128,300.00360004319998,null,null,null,null,"","",200.0016000128,300.00360004319998,null,null,null,null,"","",200.0016000128,300.00360004319998,null,null,null,null,"","",200.0016000128,300.00360004319998,null,null,null,null,null,null,null,null,null,null,null,null,null,null,null,null,"",""]
[100.0004000016,null,null,null,null,null,null,null,null,null,null,null,null,null,200.0016000128,200.0016000128,null,null,null,null,"","",200.0016000128,200.0016000128,null,null,null,null,"","",200.0016000128,200.0016000128,null,null,null,null,"","",200.0016000128,200.0016000128,null,null,null,null,"","",200.0016000128,200.0016000128,null,null,null,null,"","",200.0016000128,200.0016000128,null,null,null,null,null,null,null,null,null,null,null,null,null,null,null,null,"",""]
[200.0016000128,null,null,null,null,null,null,null,null,null,null,null,null,null,0,300.00360004319998,null,null,null,null,"","",0,300.00360004319998,null,null,null,null,"","",0,300.00360004319998,null,null,null,null,"","",0,300.00360004319998,null,null,null,null,"","",0,300.00360004319998,null,null,null,null,"","",0,300.00360004319998,null,null,null,null,null,null,null,null,null,null,null,null,null,null,null,null,"",""]
[300.00360004319998,null,null,null,null,null,null,null,null,null,null,null,null,null,0,300.00360004319998,null,null,null,null,"","",0,300.00360004319998,null,null,null,null,"","",0,300.00360004319998,null,null,null,null,"","",0,300.00360004319998,null,null,null,null,"","",0,300.00360004319998,null,null,null,null,"","",0,300.00360004319998,null,null,null,null,null,null,null,null,null,null,null,null,null,null,null,null,"",""]
[300.00360004319998,null,null,null,null,null,null,null,null,null,null,null,null,null,0,100.0004000016,null,null,null,null,"","",0,100.0004000016,null,null,null,null,"","",0,100.0004000016,null,null,null,null,"","",0,100.0004000016,null,null,null,null,"","",0,100.0004000016,null,null,null,null,"","",0,100.0004000016,null,null,null,null,null,null,null,null,null,null,null,null,null,null,null,null,"",""]
[100.0004000016,null,null,null,null,null,null,null,null,null,null,null,null,null,200.0016000128,0,null,null,null,null,"","",200.0016000128,0,null,null,null,null,"","",200.0016000128,0,null,null,null,null,"","",200.0016000128,0,null,null,null,null,"","",200.0016000128,0,null,null,null,null,"","",200.0016000128,0,null,null,null,null,null,null,null,null,null,null,null,null,null,null,null,null,"",""]
[0,null,null,null,null,null,null,null,null,null,null,null,null,null,300.00360004319998,100.0004000016,null,null,null,null,"","",300.00360004319998,100.0004000016,null,null,null,null,"","",300.00360004319998,100.0004000016,null,null,null,null,"","",300.00360004319998,100.0004000016,null,null,null,null,"","",300.00360004319998,100.0004000016,null,null,null,null,"","",300.00360004319998,100.0004000016,null,null,null,null,null,null,null,null,null,null,null,null,null,null,null,null,"",""]
[200.0016000128,null,null,null,null,null,null,null,null,null,null,null,null,null,100.0004000016,300.00360004319998,null,null,null,null,"","",100.0004000016,300.00360004319998,null,null,null,null,"","",100.0004000016,300.00360004319998,null,null,null,null,"","",100.0004000016,300.00360004319998,null,null,null,null,"","",100.0004000016,300.00360004319998,null,null,null,null,"","",100.0004000016,300.00360004319998,null,null,null,null,null,null,null,null,null,null,null,null,null,null,null,null,"",""]
[100.0004000016,null,null,null,null,null,null,null,null,null,null,null,null,null,300.00360004319998,300.00360004319998,null,null,null,null,"","",300.00360004319998,300.00360004319998,null,null,null,null,"","",300.00360004319998,300.00360004319998,null,null,null,null,"","",300.00360004319998,300.00360004319998,null,null,null,null,"","",300.00360004319998,300.00360004319998,null,null,null,null,"","",300.00360004319998,300.00360004319998,null,null,null,null,null,null,null,null,null,null,null,null,null,null,null,null,"",""]
[200.0016000128,null,null,null,null,null,null,null,null,null,null,null,null,null,200.0016000128,300.00360004319998,null,null,null,null,"","",200.0016000128,300.00360004319998,null,null,null,null,"","",200.0016000128,300.00360004319998,null,null,null,null,"","",200.0016000128,300.00360004319998,null,null,null,null,"","",200.0016000128,300.00360004319998,null,null,null,null,"","",200.0016000128,300.00360004319998,null,null,null,null,null,null,null,null,null,null,null,null,null,null,null,null,"",""]
[0,null,null,null,null,null,null,null,null,null,null,null,null,null,400.00640010240102,0,null,null,null,null,"","",400.00640010240102,0,null,null,null,null,"","",400.00640010240102,0,null,null,null,null,"","",400.00640010240102,0,null,null,null,null,"","",400.00640010240102,0,null,null,null,null,"","",400.00640010240102,0,null,null,null,null,null,null,null,null,null,null,null,null,null,null,null,null,"",""]
[0,null,null,null,null,null,null,null,null,null,null,null,null,null,100.0004000016,200.0016000128,null,null,null,null,"","",100.0004000016,200.0016000128,null,null,null,null,"","",100.0004000016,200.0016000128,null,null,null,null,"","",100.0004000016,200.0016000128,null,null,null,null,"","",100.0004000016,200.0016000128,null,null,null,null,"","",100.0004000016,200.0016000128,null,null,null,null,null,null,null,null,null,null,null,null,null,null,null,null,"",""]
[200.0016000128,null,null,null,null,null,null,null,null,null,null,null,null,null,400.00640010240102,100.0004000016,null,null,null,null,"","",400.00640010240102,100.0004000016,null,null,null,null,"","",400.00640010240102,100.0004000016,null,null,null,null,"","",400.00640010240102,100.0004000016,null,null,null,null,"","",400.00640010240102,100.0004000016,null,null,null,null,"","",400.00640010240102,100.0004000016,null,null,null,null,null,null,null,null,null,null,null,null,null,null,null,null,"",""]
[100.0004000016,null,null,null,null,null,null,null,null,null,null,null,null,null,200.0016000128,200.0016000128,null,null,null,null,"","",200.0016000128,200.0016000128,null,null,null,null,"","",200.0016000128,200.0016000128,null,null,null,null,"","",200.0016000128,200.0016000128,null,null,null,null,"","",200.0016000128,200.0016000128,null,null,null,null,"","",200.0016000128,200.0016000128,null,null,null,null,null,null,null,null,null,null,null,null,null,null,null,null,"",""]
[0,null,null,null,null,null,null,null,null,null,null,null,null,null,300.00360004319998,0,null,null,null,null,"","",300.00360004319998,0,null,null,null,null,"","",300.00360004319998,0,null,null,null,null,"","",300.00360004319998,0,null,null,null,null,"","",300.00360004319998,0,null,null,null,null,"","",300.00360004319998,0,null,null,null,null,null,null,null,null,null,null,null,null,null,null,null,null,"",""]
[124113.118806906,null,null,null,null,null,null,null,null,null,null,null,null,null,100.0004000016,200.0016000128,null,null,null,null,"","",100.0004000016,200.0016000128,null,null,null,null,"","",100.0004000016,200.0016000128,null,null,null,null,"","",100.0004000016,200.0016000128,null,null,null,null,"","",100.0004000016,200.0016000128,null,null,null,null,"","",100.0004000016,200.0016000128,null,null,null,null,null,null,null,null,null,null,null,null,null,null,null,null,"",""]
[135530.78197641601,null,null,null,null,null,null,null,null,null,null,null,null,null,100.0004000016,100.0004000016,null,null,null,null,"","",100.0004000016,100.0004000016,null,null,null,null,"","",100.0004000016,100.0004000016,null,null,null,null,"","",100.0004000016,100.0004000016,null,null,null,null,"","",100.0004000016,100.0004000016,null,null,null,null,"","",100.0004000016,100.0004000016,null,null,null,null,null,null,null,null,null,null,null,null,null,null,null,null,"",""]
[158599.81322255399,null,null,null,null,null,null,null,null,null,null,null,null,null,300.00360004319998,200.0016000128,null,null,null,null,{"$f":"IF(M21507=\"\",\"\",IF(M21507<Q$3+5*Q$7,M21507,\"\"))","v":""},{"$f":"IF(N21507=\"\",\"\",IF(N21507<R$3+5*R$7,N21507,\"\"))","v":""},{"$f":"IF(O21507=\"\",\"\",IF(O21507<S$3+5*S$7,O21507,\"\"))","v":300.00360004319998},{"$f":"IF(P21507=\"\",\"\",IF(P21507<T$3+5*T$7,P21507,\"\"))","v":200.0016000128},null,null,null,null,{"$f":"IF(U21507=\"\",\"\",IF(U21507<Y$3+5*Y$7,U21507,\"\"))","v":""},{"$f":"IF(V21507=\"\",\"\",IF(V21507<Z$3+5*Z$7,V21507,\"\"))","v":""},{"$f":"IF(W21507=\"\",\"\",IF(W21507<AA$3+5*AA$7,W21507,\"\"))","v":300.00360004319998},{"$f":"IF(X21507=\"\",\"\",IF(X21507<AB$3+5*AB$7,X21507,\"\"))","v":200.0016000128},null,null,null,null,{"$f":"IF(AC21507=\"\",\"\",IF(AC21507<AG$3+5*AG$7,AC21507,\"\"))","v":""},{"$f":"IF(AD21507=\"\",\"\",IF(AD21507<AH$3+5*AH$7,AD21507,\"\"))","v":""},{"$f":"IF(AE21507=\"\",\"\",IF(AE21507<AI$3+5*AI$7,AE21507,\"\"))","v":300.00360004319998},{"$f":"IF(AF21507=\"\",\"\",IF(AF21507<AJ$3+5*AJ$7,AF21507,\"\"))","v":200.0016000128},null,null,null,null,{"$f":"IF(AK21507=\"\",\"\",IF(AK21507<AO$3+5*AO$7,AK21507,\"\"))","v":""},{"$f":"IF(AL21507=\"\",\"\",IF(AL21507<AP$3+5*AP$7,AL21507,\"\"))","v":""},{"$f":"IF(AM21507=\"\",\"\",IF(AM21507<AQ$3+5*AQ$7,AM21507,\"\"))","v":300.00360004319998},{"$f":"IF(AN21507=\"\",\"\",IF(AN21507<AR$3+5*AR$7,AN21507,\"\"))","v":200.0016000128},null,null,null,null,{"$f":"IF(AS21507=\"\",\"\",IF(AS21507<AW$3+5*AW$7,AS21507,\"\"))","v":""},{"$f":"IF(AT21507=\"\",\"\",IF(AT21507<AX$3+5*AX$7,AT21507,\"\"))","v":""},{"$f":"IF(AU21507=\"\",\"\",IF(AU21507<AY$3+5*AY$7,AU21507,\"\"))","v":300.00360004319998},{"$f":"IF(AV21507=\"\",\"\",IF(AV21507<AZ$3+5*AZ$7,AV21507,\"\"))","v":200.0016000128},null,null,null,null,null,null,null,null,null,null,null,null,null,null,null,null,"",""]
[170048.85003080801,null,null,null,null,null,null,null,null,null,null,null,null,null,200.0016000128,100.0004000016,null,null,null,null,"","",200.0016000128,100.0004000016,null,null,null,null,"","",200.0016000128,100.0004000016,null,null,null,null,"","",200.0016000128,100.0004000016,null,null,null,null,"","",200.0016000128,100.0004000016,null,null,null,null,"","",200.0016000128,100.0004000016,null,null,null,null,null,null,null,null,null,null,null,null,null,null,null,null,"",""]
[165488.25073684499,null,null,null,null,null,null,null,null,null,null,null,null,null,100.0004000016,100.0004000016,null,null,null,null,"","",100.0004000016,100.0004000016,null,null,null,null,"","",100.0004000016,100.0004000016,null,null,null,null,"","",100.0004000016,100.0004000016,null,null,null,null,"","",100.0004000016,100.0004000016,null,null,null,null,"","",100.0004000016,100.0004000016,null,null,null,null,null,null,null,null,null,null,null,null,null,null,null,null,"",""]
[166298.90315202801,null,null,null,null,null,null,null,null,null,null,null,null,null,300.00360004319998,100.0004000016,null,null,null,null,{"$f":"IF(M22083=\"\",\"\",IF(M22083<Q$3+5*Q$7,M22083,\"\"))","v":""},{"$f":"IF(N22083=\"\",\"\",IF(N22083<R$3+5*R$7,N22083,\"\"))","v":""},{"$f":"IF(O22083=\"\",\"\",IF(O22083<S$3+5*S$7,O22083,\"\"))","v":300.00360004319998},{"$f":"IF(P22083=\"\",\"\",IF(P22083<T$3+5*T$7,P22083,\"\"))","v":100.0004000016},null,null,null,null,{"$f":"IF(U22083=\"\",\"\",IF(U22083<Y$3+5*Y$7,U22083,\"\"))","v":""},{"$f":"IF(V22083=\"\",\"\",IF(V22083<Z$3+5*Z$7,V22083,\"\"))","v":""},{"$f":"IF(W22083=\"\",\"\",IF(W22083<AA$3+5*AA$7,W22083,\"\"))","v":300.00360004319998},{"$f":"IF(X22083=\"\",\"\",IF(X22083<AB$3+5*AB$7,X22083,\"\"))","v":100.0004000016},null,null,null,null,{"$f":"IF(AC22083=\"\",\"\",IF(AC22083<AG$3+5*AG$7,AC22083,\"\"))","v":""},{"$f":"IF(AD22083=\"\",\"\",IF(AD22083<AH$3+5*AH$7,AD22083,\"\"))","v":""},{"$f":"IF(AE22083=\"\",\"\",IF(AE22083<AI$3+5*AI$7,AE22083,\"\"))","v":300.00360004319998},{"$f":"IF(AF22083=\"\",\"\",IF(AF22083<AJ$3+5*AJ$7,AF22083,\"\"))","v":100.0004000016},null,null,null,null,{"$f":"IF(AK22083=\"\",\"\",IF(AK22083<AO$3+5*AO$7,AK22083,\"\"))","v":""},{"$f":"IF(AL22083=\"\",\"\",IF(AL22083<AP$3+5*AP$7,AL22083,\"\"))","v":""},{"$f":"IF(AM22083=\"\",\"\",IF(AM22083<AQ$3+5*AQ$7,AM22083,\"\"))","v":300.00360004319998},{"$f":"IF(AN22083=\"\",\"\",IF(AN22083<AR$3+5*AR$7,AN22083,\"\"))","v":100.0004000016},null,null,null,null,{"$f":"IF(AS22083=\"\",\"\",IF(AS22083<AW$3+5*AW$7,AS22083,\"\"))","v":""},{"$f":"IF(AT22083=\"\",\"\",IF(AT22083<AX$3+5*AX$7,AT22083,\"\"))","v":""},{"$f":"IF(AU22083=\"\",\"\",IF(AU22083<AY$3+5*AY$7,AU22083,\"\"))","v":300.00360004319998},{"$f":"IF(AV22083=\"\",\"\",IF(AV22083<AZ$3+5*AZ$7,AV22083,\"\"))","v":100.0004000016},null,null,null,null,null,null,null,null,null,null,null,null,null,null,null,null,"",""]
[157992.19095922299,null,null,null,null,null,null,null,null,null,null,null,null,null,100.0004000016,0,null,null,null,null,"","",100.0004000016,0,null,null,null,null,"","",100.0004000016,0,null,null,null,null,"","",100.0004000016,0,null,null,null,null,"","",100.0004000016,0,null,null,null,null,"","",100.0004000016,0,null,null,null,null,null,null,null,null,null,null,null,null,null,null,null,null,"",""]
[150500.595563854,null,null,null,null,null,null,null,null,null,null,null,null,null,400.00640010240102,100.0004000016,null,null,null,null,"","",400.00640010240102,100.0004000016,null,null,null,null,"","",400.00640010240102,100.0004000016,null,null,null,null,"","",400.00640010240102,100.0004000016,null,null,null,null,"","",400.00640010240102,100.0004000016,null,null,null,null,"","",400.00640010240102,100.0004000016,null,null,null,null,null,null,null,null,null,null,null,null,null,null,null,null,"",""]
[168325.76270094301,null,null,null,null,null,null,null,null,null,null,null,null,null,400.00640010240102,0,null,null,null,null,"","",400.00640010240102,0,null,null,null,null,"","",400.00640010240102,0,null,null,null,null,"","",400.00640010240102,0,null,null,null,null,"","",400.00640010240102,0,null,null,null,null,"","",400.00640010240102,0,null,null,null,null,null,null,null,null,null,null,null,null,null,null,null,null,"",""]
[158903.63536093899,null,null,null,null,null,null,null,null,null,null,null,null,null,100.0004000016,100.0004000016,null,null,null,null,"","",100.0004000016,100.0004000016,null,null,null,null,"","",100.0004000016,100.0004000016,null,null,null,null,"","",100.0004000016,100.0004000016,null,null,null,null,"","",100.0004000016,100.0004000016,null,null,null,null,"","",100.0004000016,100.0004000016,null,null,null,null,null,null,null,null,null,null,null,null,null,null,null,null,"",""]
[155359.50027369001,null,null,null,null,null,null,null,null,null,null,null,null,null,400.00640010240102,0,null,null,null,null,"","",400.00640010240102,0,null,null,null,null,"","",400.00640010240102,0,null,null,null,null,"","",400.00640010240102,0,null,null,null,null,"","",400.00640010240102,0,null,null,null,null,"","",400.00640010240102,0,null,null,null,null,null,null,null,null,null,null,null,null,null,null,null,null,"",""]
[159815.14580616,null,null,null,null,null,null,null,null,null,null,null,null,null,200.0016000128,100.0004000016,null,null,null,null,"","",200.0016000128,100.0004000016,null,null,null,null,"","",200.0016000128,100.0004000016,null,null,null,null,"","",200.0016000128,100.0004000016,null,null,null,null,"","",200.0016000128,100.0004000016,null,null,null,null,"","",200.0016000128,100.0004000016,null,null,null,null,null,null,null,null,null,null,null,null,null,null,null,null,"",""]
[139574.91995559301,null,null,null,null,null,null,null,null,null,null,null,null,null,100.0004000016,100.0004000016,null,null,null,null,"","",100.0004000016,100.0004000016,null,null,null,null,"","",100.0004000016,100.0004000016,null,null,null,null,"","",100.0004000016,100.0004000016,null,null,null,null,"","",100.0004000016,100.0004000016,null,null,null,null,"","",100.0004000016,100.0004000016,null,null,null,null,null,null,null,null,null,null,null,null,null,null,null,null,"",""]
[152828.586491522,null,null,null,null,null,null,null,null,null,null,null,null,null,100.0004000016,0,null,null,null,null,"","",100.0004000016,0,null,null,null,null,"","",100.0004000016,0,null,null,null,null,"","",100.0004000016,0,null,null,null,null,"","",100.0004000016,0,null,null,null,null,"","",100.0004000016,0,null,null,null,null,null,null,null,null,null,null,null,null,null,null,null,null,"",""]
[135732.957973054,null,null,null,null,null,null,null,null,null,null,null,null,null,100.0004000016,300.00360004319998,null,null,null,null,"","",100.0004000016,300.00360004319998,null,null,null,null,"","",100.0004000016,300.00360004319998,null,null,null,null,"","",100.0004000016,300.00360004319998,null,null,null,null,"","",100.0004000016,300.00360004319998,null,null,null,null,"","",100.0004000016,300.00360004319998,null,null,null,null,null,null,null,null,null,null,null,null,null,null,null,null,"",""]
[136946.08225613099,null,null,null,null,null,null,null,null,null,null,null,null,null,100.0004000016,0,null,null,null,null,"","",100.0004000016,0,null,null,null,null,"","",100.0004000016,0,null,null,null,null,"","",100.0004000016,0,null,null,null,null,"","",100.0004000016,0,null,null,null,null,"","",100.0004000016,0,null,null,null,null,null,null,null,null,null,null,null,null,null,null,null,null,"",""]
[164981.61949742501,null,null,null,null,null,null,null,null,null,null,null,null,null,200.0016000128,100.0004000016,null,null,null,null,"","",200.0016000128,100.0004000016,null,null,null,null,"","",200.0016000128,100.0004000016,null,null,null,null,"","",200.0016000128,100.0004000016,null,null,null,null,"","",200.0016000128,100.0004000016,null,null,null,null,"","",200.0016000128,100.0004000016,null,null,null,null,null,null,null,null,null,null,null,null,null,null,null,null,"",""]
[144733.08362937,null,null,null,null,null,null,null,null,null,null,null,null,null,0,100.0004000016,null,null,null,null,"","",0,100.0004000016,null,null,null,null,"","",0,100.0004000016,null,null,null,null,"","",0,100.0004000016,null,null,null,null,"","",0,100.0004000016,null,null,null,null,"","",0,100.0004000016,null,null,null,null,null,null,null,null,null,null,null,null,null,null,null,null,"",""]
[169846.12162875,null,null,null,null,null,null,null,null,null,null,null,null,null,200.0016000128,100.0004000016,null,null,null,null,"","",200.0016000128,100.0004000016,null,null,null,null,"","",200.0016000128,100.0004000016,null,null,null,null,"","",200.0016000128,100.0004000016,null,null,null,null,"","",200.0016000128,100.0004000016,null,null,null,null,"","",200.0016000128,100.0004000016,null,null,null,null,null,null,null,null,null,null,null,null,null,null,null,null,"",""]
[143316.906366287,null,null,null,null,null,null,null,null,null,null,null,null,null,200.0016000128,200.0016000128,null,null,null,null,"","",200.0016000128,200.0016000128,null,null,null,null,"","",200.0016000128,200.0016000128,null,null,null,null,"","",200.0016000128,200.0016000128,null,null,null,null,"","",200.0016000128,200.0016000128,null,null,null,null,"","",200.0016000128,200.0016000128,null,null,null,null,null,null,null,null,null,null,null,null,null,null,null,null,"",""]
[147464.73319545799,null,null,null,null,null,null,null,null,null,null,null,null,null,300.00360004319998,0,null,null,null,null,"","",300.00360004319998,0,null,null,null,null,"","",300.00360004319998,0,null,null,null,null,"","",300.00360004319998,0,null,null,null,null,"","",300.00360004319998,0,null,null,null,null,"","",300.00360004319998,0,null,null,null,null,null,null,null,null,null,null,null,null,null,null,null,null,"",""]
[149994.56760117301,null,null,null,null,null,null,null,null,null,null,null,null,null,200.0016000128,100.0004000016,null,null,null,null,"","",200.0016000128,100.0004000016,null,null,null,null,"","",200.0016000128,100.0004000016,null,null,null,null,"","",200.0016000128,100.0004000016,null,null,null,null,"","",200.0016000128,100.0004000016,null,null,null,null,"","",200.0016000128,100.0004000016,null,null,null,null,null,null,null,null,null,null,null,null,null,null,null,null,"",""]
[140990.675709378,null,null,null,null,null,null,null,null,null,null,null,null,null,100.0004000016,0,null,null,null,null,"","",100.0004000016,0,null,null,null,null,"","",100.0004000016,0,null,null,null,null,"","",100.0004000016,0,null,null,null,null,"","",100.0004000016,0,null,null,null,null,"","",100.0004000016,0,null,null,null,null,null,null,null,null,null,null,null,null,null,null,null,null,"",""]
[137957.10861206299,null,null,null,null,null,null,null,null,null,null,null,null,null,300.00360004319998,0,null,null,null,null,"","",300.00360004319998,0,null,null,null,null,"","",300.00360004319998,0,null,null,null,null,"","",300.00360004319998,0,null,null,null,null,"","",300.00360004319998,0,null,null,null,null,"","",300.00360004319998,0,null,null,null,null,null,null,null,null,null,null,null,null,null,null,null,null,"",""]
[157789.656726991,null,null,null,null,null,null,null,null,null,null,null,null,null,300.00360004319998,100.0004000016,null,null,null,null,"","",300.00360004319998,100.0004000016,null,null,null,null,"","",300.00360004319998,100.0004000016,null,null,null,null,"","",300.00360004319998,100.0004000016,null,null,null,null,"","",300.00360004319998,100.0004000016,null,null,null,null,"","",300.00360004319998,100.0004000016,null,null,null,null,null,null,null,null,null,null,null,null,null,null,null,null,"",""]
[138765.98825516799,null,null,null,null,null,null,null,null,null,null,null,null,null,200.0016000128,0,null,null,null,null,"","",200.0016000128,0,null,null,null,null,"","",200.0016000128,0,null,null,null,null,"","",200.0016000128,0,null,null,null,null,"","",200.0016000128,0,null,null,null,null,"","",200.0016000128,0,null,null,null,null,null,null,null,null,null,null,null,null,null,null,null,null,"",""]
[156777.034478872,null,null,null,null,null,null,null,null,null,null,null,null,null,200.0016000128,null,null,null,null,null,"","",200.0016000128,"",null,null,null,null,"","",200.0016000128,"",null,null,null,null,"","",200.0016000128,"",null,null,null,null,"","",200.0016000128,"",null,null,null,null,"","",200.0016000128,"",null,null,null,null,null,null,null,null,null,null,null,null,null,null,null,null,"",""]
[142811.16743100801,null,null,null,null,null,null,null,null,null,null,null,null,null,500.01000020000401,null,null,null,null,null,"","",500.01000020000401,"",null,null,null,null,"","",500.01000020000401,"",null,null,null,null,"","",500.01000020000401,"",null,null,null,null,"","",500.01000020000401,"",null,null,null,null,"","",500.01000020000401,"",null,null,null,null,null,null,null,null,null,null,null,null,null,null,null,null,"",""]
[141395.20664215501,null,null,null,null,null,null,null,null,null,null,null,null,null,500.01000020000401,null,null,null,null,null,"","",500.01000020000401,"",null,null,null,null,"","",500.01000020000401,"",null,null,null,null,"","",500.01000020000401,"",null,null,null,null,"","",500.01000020000401,"",null,null,null,null,"","",500.01000020000401,"",null,null,null,null,null,null,null,null,null,null,null,null,null,null,null,null,"",""]
[171569.417147275,null,null,null,null,null,null,null,null,null,null,null,null,null,0,null,null,null,null,null,"","",0,"",null,null,null,null,"","",0,"",null,null,null,null,"","",0,"",null,null,null,null,"","",0,"",null,null,null,null,"","",0,"",null,null,null,null,null,null,null,null,null,null,null,null,null,null,null,null,"",""]
[153132.26925522499,null,null,null,null,null,null,null,null,null,null,null,null,null,400.00640010240102,null,null,null,null,null,"","",400.00640010240102,"",null,null,null,null,"","",400.00640010240102,"",null,null,null,null,"","",400.00640010240102,"",null,null,null,null,"","",400.00640010240102,"",null,null,null,null,"","",400.00640010240102,"",null,null,null,null,null,null,null,null,null,null,null,null,null,null,null,null,"",""]
[153132.26925522499,null,null,null,null,null,null,null,null,null,null,null,null,null,300.00360004319998,null,null,null,null,null,"","",300.00360004319998,"",null,null,null,null,"","",300.00360004319998,"",null,null,null,null,"","",300.00360004319998,"",null,null,null,null,"","",300.00360004319998,"",null,null,null,null,"","",300.00360004319998,"",null,null,null,null,null,null,null,null,null,null,null,null,null,null,null,null,"",""]
[156675.776737521,null,null,null,null,null,null,null,null,null,null,null,null,null,100.0004000016,null,null,null,null,null,"","",100.0004000016,"",null,null,null,null,"","",100.0004000016,"",null,null,null,null,"","",100.0004000016,"",null,null,null,null,"","",100.0004000016,"",null,null,null,null,"","",100.0004000016,"",null,null,null,null,null,null,null,null,null,null,null,null,null,null,null,null,"",""]
[158194.72845250901,null,null,null,null,null,null,null,null,null,null,null,null,null,200.0016000128,null,null,null,null,null,"","",200.0016000128,"",null,null,null,null,"","",200.0016000128,"",null,null,null,null,"","",200.0016000128,"",null,null,null,null,"","",200.0016000128,"",null,null,null,null,"","",200.0016000128,"",null,null,null,null,null,null,null,null,null,null,null,null,null,null,null,null,"",""]
[164171.051942875,null,null,null,null,null,null,null,null,null,null,null,null,null,0,null,null,null,null,null,"","",0,"",null,null,null,null,"","",0,"",null,null,null,null,"","",0,"",null,null,null,null,"","",0,"",null,null,null,null,"","",0,"",null,null,null,null,null,null,null,null,null,null,null,null,null,null,null,null,"",""]
[165589.57943266601,null,null,null,null,null,null,null,null,null,null,null,null,null,100.0004000016,null,null,null,null,null,"","",100.0004000016,"",null,null,null,null,"","",100.0004000016,"",null,null,null,null,"","",100.0004000016,"",null,null,null,null,"","",100.0004000016,"",null,null,null,null,"","",100.0004000016,"",null,null,null,null,null,null,null,null,null,null,null,null,null,null,null,null,"",""]
[158498.54080708401,null,null,null,null,null,null,null,null,null,null,null,null,null,0,null,null,null,null,null,"","",0,"",null,null,null,null,"","",0,"",null,null,null,null,"","",0,"",null,null,null,null,"","",0,"",null,null,null,null,"","",0,"",null,null,null,null,null,null,null,null,null,null,null,null,null,null,null,null,"",""]
[156473.263700215,null,null,null,null,null,null,null,null,null,null,null,null,null,100.0004000016,null,null,null,null,null,"","",100.0004000016,"",null,null,null,null,"","",100.0004000016,"",null,null,null,null,"","",100.0004000016,"",null,null,null,null,"","",100.0004000016,"",null,null,null,null,"","",100.0004000016,"",null,null,null,null,null,null,null,null,null,null,null,null,null,null,null,null,"",""]
[158802.36049947201,null,null,null,null,null,null,null,null,null,null,null,null,null,900.03240116644201,null,null,null,null,null,"","",900.03240116644201,"",null,null,null,null,"","",900.03240116644201,"",null,null,null,null,"","",900.03240116644201,"",null,null,null,null,"","",900.03240116644201,"",null,null,null,null,"","",900.03240116644201,"",null,null,null,null,null,null,null,null,null,null,null,null,null,null,null,null,"",""]
[160220.28276061901,null,null,null,null,null,null,null,null,null,null,null,null,null,100.0004000016,null,null,null,null,null,"","",100.0004000016,"",null,null,null,null,"","",100.0004000016,"",null,null,null,null,"","",100.0004000016,"",null,null,null,null,"","",100.0004000016,"",null,null,null,null,"","",100.0004000016,"",null,null,null,null,null,null,null,null,null,null,null,null,null,null,null,null,"",""]
[157587.125755733,null,null,null,null,null,null,null,null,null,null,null,null,null,200.0016000128,null,null,null,null,null,"","",200.0016000128,"",null,null,null,null,"","",200.0016000128,"",null,null,null,null,"","",200.0016000128,"",null,null,null,null,"","",200.0016000128,"",null,null,null,null,"","",200.0016000128,"",null,null,null,null,null,null,null,null,null,null,null,null,null,null,null,null,"",""]
[140889.54501023699,null,null,null,null,null,null,null,null,null,null,null,null,null,0,null,null,null,null,null,"","",0,"",null,null,null,null,"","",0,"",null,null,null,null,"","",0,"",null,null,null,null,"","",0,"",null,null,null,null,"","",0,"",null,null,null,null,null,null,null,null,null,null,null,null,null,null,null,null,"",""]
[145845.90625628599,null,null,null,null,null,null,null,null,null,null,null,null,null,0,null,null,null,null,null,"","",0,"",null,null,null,null,"","",0,"",null,null,null,null,"","",0,"",null,null,null,null,"","",0,"",null,null,null,null,"","",0,"",null,null,null,null,null,null,null,null,null,null,null,null,null,null,null,null,"",""]
[171163.91461941201,null,null,null,null,null,null,null,null,null,null,null,null,null,0,null,null,null,null,null,"","",0,"",null,null,null,null,"","",0,"",null,null,null,null,"","",0,"",null,null,null,null,"","",0,"",null,null,null,null,"","",0,"",null,null,null,null,null,null,null,null,null,null,null,null,null,null,null,null,"",""]
[159106.18752993899,null,null,null,null,null,null,null,null,null,null,null,null,null,100.0004000016,null,null,null,null,null,"","",100.0004000016,"",null,null,null,null,"","",100.0004000016,"",null,null,null,null,"","",100.0004000016,"",null,null,null,null,"","",100.0004000016,"",null,null,null,null,"","",100.0004000016,"",null,null,null,null,null,null,null,null,null,null,null,null,null,null,null,null,"",""]
[156574.51981130501,null,null,null,null,null,null,null,null,null,null,null,null,null,null,null,null,null,null,null,"","","","",null,null,null,null,"","","","",null,null,null,null,"","","","",null,null,null,null,"","","","",null,null,null,null,"","","","",null,null,null,null,null,null,null,null,null,null,null,null,null,null,null,null,{"$f":"IF(O31545<$BG$3,\"\",O31545)","v":""},{"$f":"IF(P31545<$BH$3,\"\",P31545)","v":""}]
[147161.18726789099,null,null,null,null,null,null,null,null,null,null,null,null,null,null,null,null,null,null,null,"","","","",null,null,null,null,"","","","",null,null,null,null,"","","","",null,null,null,null,"","","","",null,null,null,null,"","","","",null,null,null,null,null,null,null,null,null,null,null,null,null,null,null,null,"",""]
[166704.248945011,null,null,null,null,null,null,null,null,null,null,null,null,null,null,null,null,null,null,null,"","","","",null,null,null,null,"","","","",null,null,null,null,"","","","",null,null,null,null,"","","","",null,null,null,null,"","","","",null,null,null,null,null,null,null,null,null,null,null,null,null,null,null,null,"",""]
[189627.515939996,null,null,null,null,null,null,null,null,null,null,null,null,null,null,null,null,null,null,null,"","","","",null,null,null,null,"","","","",null,null,null,null,"","","","",null,null,null,null,"","","","",null,null,null,null,"","","","",null,null,null,null,null,null,null,null,null,null,null,null,null,null,null,null,"",""]
[168123.06205452399,null,null,null,null,null,null,null,null,null,null,null,null,null,null,null,null,null,null,null,"","","","",null,null,null,null,"","","","",null,null,null,null,"","","","",null,null,null,null,"","","","",null,null,null,null,"","","","",null,null,null,null,null,null,null,null,null,null,null,null,null,null,null,null,"",""]
[155764.49374527001,null,null,null,null,null,null,null,null,null,null,null,null,null,null,null,null,null,null,null,"","","","",null,null,null,null,"","","","",null,null,null,null,"","","","",null,null,null,null,"","","","",null,null,null,null,"","","","",null,null,null,null,null,null,null,null,null,null,null,null,null,null,null,null,"",""]
[151715.14575921901,null,null,null,null,null,null,null,null,null,null,null,null,null,null,null,null,null,null,null,"","","","",null,null,null,null,"","","","",null,null,null,null,"","","","",null,null,null,null,"","","","",null,null,null,null,"","","","",null,null,null,null,null,null,null,null,null,null,null,null,null,null,null,null,"",""]
[155663.24415483,null,null,null,null,null,null,null,null,null,null,null,null,null,null,null,null,null,null,null,"","","","",null,null,null,null,"","","","",null,null,null,null,"","","","",null,null,null,null,"","","","",null,null,null,null,"","","","",null,null,null,null,null,null,null,null,null,null,null,null,null,null,null,null,"",""]
[163157.915926869,null,null,null,null,null,null,null,null,null,null,null,null,null,null,null,null,null,null,null,"","","","",null,null,null,null,"","","","",null,null,null,null,"","","","",null,null,null,null,"","","","",null,null,null,null,"","","","",null,null,null,null,null,null,null,null,null,null,null,null,null,null,null,null,"",""]
[168528.46661243599,null,null,null,null,null,null,null,null,null,null,null,null,null,null,null,null,null,null,null,"","","","",null,null,null,null,"","","","",null,null,null,null,"","","","",null,null,null,null,"","","","",null,null,null,null,"","","","",null,null,null,null,null,null,null,null,null,null,null,null,null,null,null,null,"",""]
[171569.417147275,null,null,null,null,null,null,null,null,null,null,null,null,null,null,null,null,null,null,null,"","","","",null,null,null,null,"","","","",null,null,null,null,"","","","",null,null,null,null,"","","","",null,null,null,null,"","","","",null,null,null,null,null,null,null,null,null,null,null,null,null,null,null,null,"",""]
[162347.465849662,null,null,null,null,null,null,null,null,null,null,null,null,null,null,null,null,null,null,null,"","","","",null,null,null,null,"","","","",null,null,null,null,"","","","",null,null,null,null,"","","","",null,null,null,null,"","","","",null,null,null,null,null,null,null,null,null,null,null,null,null,null,null,null,"",""]
[168427.11424855099,null,null,null,null,null,null,null,null,null,null,null,null,null,null,null,null,null,null,null,"","","","",null,null,null,null,"","","","",null,null,null,null,"","","","",null,null,null,null,"","","","",null,null,null,null,"","","","",null,null,null,null,null,null,null,null,null,null,null,null,null,null,null,null,"",""]
[157384.59804537101,null,null,null,null,null,null,null,null,null,null,null,null,null,null,null,null,null,null,null,"","","","",null,null,null,null,"","","","",null,null,null,null,"","","","",null,null,null,null,"","","","",null,null,null,null,"","","","",null,null,null,null,null,null,null,null,null,null,null,null,null,null,null,null,"",""]
[151310.28266048501,null,null,null,null,null,null,null,null,null,null,null,null,null,null,null,null,null,null,null,"","","","",null,null,null,null,"","","","",null,null,null,null,"","","","",null,null,null,null,"","","","",null,null,null,null,"","","","",null,null,null,null,null,null,null,null,null,null,null,null,null,null,null,null,"",""]
[165082.94411338301,null,null,null,null,null,null,null,null,null,null,null,null,null,null,null,null,null,null,null,"","","","",null,null,null,null,"","","","",null,null,null,null,"","","","",null,null,null,null,"","","","",null,null,null,null,"","","","",null,null,null,null,null,null,null,null,null,null,null,null,null,null,null,null,"",""]
[155865.74415075799,null,null,null,null,null,null,null,null,null,null,null,null,null,null,null,null,null,null,null,"","","","",null,null,null,null,"","","","",null,null,null,null,"","","","",null,null,null,null,"","","","",null,null,null,null,"","","","",null,null,null,null,null,null,null,null,null,null,null,null,null,null,null,null,"",""]
[87203.118038301094,null,null,null,null,null,null,null,null,null,null,null,null,null,null,null,null,null,null,null,"","","","",null,null,null,null,"","","","",null,null,null,null,"","","","",null,null,null,null,"","","","",null,null,null,null,"","","","",null,null,null,null,null,null,null,null,null,null,null,null,null,null,null,null,"",""]
[11705.478163780601,null,null,null,null,null,null,null,null,null,null,null,null,null,null,null,null,null,null,null,"","","","",null,null,null,null,"","","","",null,null,null,null,"","","","",null,null,null,null,"","","","",null,null,null,null,"","","","",null,null,null,null,null,null,null,null,null,null,null,null,null,null,null,null,"",""]
[3300.43565750679,null,null,null,null,null,null,null,null,null,null,null,null,null,null,null,null,null,null,null,"","","","",null,null,null,null,"","","","",null,null,null,null,"","","","",null,null,null,null,"","","","",null,null,null,null,"","","","",null,null,null,null,null,null,null,null,null,null,null,null,null,null,null,null,"",""]
[600.01440034560801,null,null,null,null,null,null,null,null,null,null,null,null,null,null,null,null,null,null,null,"","","","",null,null,null,null,"","","","",null,null,null,null,"","","","",null,null,null,null,"","","","",null,null,null,null,"","","","",null,null,null,null,null,null,null,null,null,null,null,null,null,null,null,null,"",""]
[100.0004000016,null,null,null,null,null,null,null,null,null,null,null,null,null,null,null,null,null,null,null,"","","","",null,null,null,null,"","","","",null,null,null,null,"","","","",null,null,null,null,"","","","",null,null,null,null,"","","","",null,null,null,null,null,null,null,null,null,null,null,null,null,null,null,null,"",""]
[300.00360004319998,null,null,null,null,null,null,null,null,null,null,null,null,null,null,null,null,null,null,null,"","","","",null,null,null,null,"","","","",null,null,null,null,"","","","",null,null,null,null,"","","","",null,null,null,null,"","","","",null,null,null,null,null,null,null,null,null,null,null,null,null,null,null,null,"",""]
[900.03240116644201,null,null,null,null,null,null,null,null,null,null,null,null,null,null,null,null,null,null,null,"","","","",null,null,null,null,"","","","",null,null,null,null,"","","","",null,null,null,null,"","","","",null,null,null,null,"","","","",null,null,null,null,null,null,null,null,null,null,null,null,null,null,null,null,"",""]
[1300.0676035153799,null,null,null,null,null,null,null,null,null,null,null,null,null,null,null,null,null,null,null,"","","","",null,null,null,null,"","","","",null,null,null,null,"","","","",null,null,null,null,"","","","",null,null,null,null,"","","","",null,null,null,null,null,null,null,null,null,null,null,null,null,null,null,null,"",""]
[300.00360004319998,null,null,null,null,null,null,null,null,null,null,null,null,null,null,null,null,null,null,null,"","","","",null,null,null,null,"","","","",null,null,null,null,"","","","",null,null,null,null,"","","","",null,null,null,null,"","","","",null,null,null,null,null,null,null,null,null,null,null,null,null,null,null,null,"",""]
[700.01960054881499,null,null,null,null,null,null,null,null,null,null,null,null,null,null,null,null,null,null,null,"","","","",null,null,null,null,"","","","",null,null,null,null,"","","","",null,null,null,null,"","","","",null,null,null,null,"","","","",null,null,null,null,null,null,null,null,null,null,null,null,null,null,null,null,"",""]
[400.00640010240102,null,null,null,null,null,null,null,null,null,null,null,null,null,null,null,null,null,null,null,"","","","",null,null,null,null,"","","","",null,null,null,null,"","","","",null,null,null,null,"","","","",null,null,null,null,"","","","",null,null,null,null,null,null,null,null,null,null,null,null,null,null,null,null,"",""]
[0,null,null,null,null,null,null,null,null,null,null,null,null,null,null,null,null,null,null,null,"","","","",null,null,null,null,"","","","",null,null,null,null,"","","","",null,null,null,null,"","","","",null,null,null,null,"","","","",null,null,null,null,null,null,null,null,null,null,null,null,null,null,null,null,"",""]
[0,null,null,null,null,null,null,null,null,null,null,null,null,null,null,null,null,null,null,null,"","","","",null,null,null,null,"","","","",null,null,null,null,"","","","",null,null,null,null,"","","","",null,null,null,null,"","","","",null,null,null,null,null,null,null,null,null,null,null,null,null,null,null,null,"",""]
[0,null,null,null,null,null,null,null,null,null,null,null,null,null,null,null,null,null,null,null,"","","","",null,null,null,null,"","","","",null,null,null,null,"","","","",null,null,null,null,"","","","",null,null,null,null,"","","","",null,null,null,null,null,null,null,null,null,null,null,null,null,null,null,null,"",""]
[0,null,null,null,null,null,null,null,null,null,null,null,null,null,null,null,null,null,null,null,"","","","",null,null,null,null,"","","","",null,null,null,null,"","","","",null,null,null,null,"","","","",null,null,null,null,"","","","",null,null,null,null,null,null,null,null,null,null,null,null,null,null,null,null,"",""]
[0,null,null,null,null,null,null,null,null,null,null,null,null,null,null,null,null,null,null,null,"","","","",null,null,null,null,"","","","",null,null,null,null,"","","","",null,null,null,null,"","","","",null,null,null,null,"","","","",null,null,null,null,null,null,null,null,null,null,null,null,null,null,null,null,{"$f":"IF(O39353<$BG$3,\"\",O39353)","v":""},{"$f":"IF(P39353<$BH$3,\"\",P39353)","v":""}]
[0,null,null,null,null,null,null,null,null,null,null,null,null,null,null,null,null,null,null,null,"","","","",null,null,null,null,"","","","",null,null,null,null,"","","","",null,null,null,null,"","","","",null,null,null,null,"","","","",null,null,null,null,null,null,null,null,null,null,null,null,null,null,null,null,"",""]
[0,null,null,null,null,null,null,null,null,null,null,null,null,null,null,null,null,null,null,null,"","","","",null,null,null,null,"","","","",null,null,null,null,"","","","",null,null,null,null,"","","","",null,null,null,null,"","","","",null,null,null,null,null,null,null,null,null,null,null,null,null,null,null,null,"",""]
[0,null,null,null,null,null,null,null,null,null,null,null,null,null,null,null,null,null,null,null,"","","","",null,null,null,null,"","","","",null,null,null,null,"","","","",null,null,null,null,"","","","",null,null,null,null,"","","","",null,null,null,null,null,null,null,null,null,null,null,null,null,null,null,null,"",""]
[0,null,null,null,null,null,null,null,null,null,null,null,null,null,null,null,null,null,null,null,"","","","",null,null,null,null,"","","","",null,null,null,null,"","","","",null,null,null,null,"","","","",null,null,null,null,"","","","",null,null,null,null,null,null,null,null,null,null,null,null,null,null,null,null,"",""]
[0,null,null,null,null,null,null,null,null,null,null,null,null,null,null,null,null,null,null,null,"","","","",null,null,null,null,"","","","",null,null,null,null,"","","","",null,null,null,null,"","","","",null,null,null,null,"","","","",null,null,null,null,null,null,null,null,null,null,null,null,null,null,null,null,"",""]
[0,null,null,null,null,null,null,null,null,null,null,null,null,null,null,null,null,null,null,null,"","","","",null,null,null,null,"","","","",null,null,null,null,"","","","",null,null,null,null,"","","","",null,null,null,null,"","","","",null,null,null,null,null,null,null,null,null,null,null,null,null,null,null,null,"",""]
[0,null,null,null,null,null,null,null,null,null,null,null,null,null,null,null,null,null,null,null,"","","","",null,null,null,null,"","","","",null,null,null,null,"","","","",null,null,null,null,"","","","",null,null,null,null,"","","","",null,null,null,null,null,null,null,null,null,null,null,null,null,null,null,null,"",""]
[0,null,null,null,null,null,null,null,null,null,null,null,null,null,null,null,null,null,null,null,"","","","",null,null,null,null,"","","","",null,null,null,null,"","","","",null,null,null,null,"","","","",null,null,null,null,"","","","",null,null,null,null,null,null,null,null,null,null,null,null,null,null,null,null,"",""]
[0,null,null,null,null,null,null,null,null,null,null,null,null,null,null,null,null,null,null,null,"","","","",null,null,null,null,"","","","",null,null,null,null,"","","","",null,null,null,null,"","","","",null,null,null,null,"","","","",null,null,null,null,null,null,null,null,null,null,null,null,null,null,null,null,"",""]
[0,null,null,null,null,null,null,null,null,null,null,null,null,null,null,null,null,null,null,null,"","","","",null,null,null,null,"","","","",null,null,null,null,"","","","",null,null,null,null,"","","","",null,null,null,null,"","","","",null,null,null,null,null,null,null,null,null,null,null,null,null,null,null,null,"",""]
[0,null,null,null,null,null,null,null,null,null,null,null,null,null,null,null,null,null,null,null,"","","","",null,null,null,null,"","","","",null,null,null,null,"","","","",null,null,null,null,"","","","",null,null,null,null,"","","","",null,null,null,null,null,null,null,null,null,null,null,null,null,null,null,null,"",""]
[0,null,null,null,null,null,null,null,null,null,null,null,null,null,null,null,null,null,null,null,"","","","",null,null,null,null,"","","","",null,null,null,null,"","","","",null,null,null,null,"","","","",null,null,null,null,"","","","",null,null,null,null,null,null,null,null,null,null,null,null,null,null,null,null,"",""]
[0,null,null,null,null,null,null,null,null,null,null,null,null,null,null,null,null,null,null,null,"","","","",null,null,null,null,"","","","",null,null,null,null,"","","","",null,null,null,null,"","","","",null,null,null,null,"","","","",null,null,null,null,null,null,null,null,null,null,null,null,null,null,null,null,"",""]
[0,null,null,null,null,null,null,null,null,null,null,null,null,null,null,null,null,null,null,null,"","","","",null,null,null,null,"","","","",null,null,null,null,"","","","",null,null,null,null,"","","","",null,null,null,null,"","","","",null,null,null,null,null,null,null,null,null,null,null,null,null,null,null,null,"",""]
[0,null,null,null,null,null,null,null,null,null,null,null,null,null,null,null,null,null,null,null,"","","","",null,null,null,null,"","","","",null,null,null,null,"","","","",null,null,null,null,"","","","",null,null,null,null,"","","","",null,null,null,null,null,null,null,null,null,null,null,null,null,null,null,null,"",""]
[0,null,null,null,null,null,null,null,null,null,null,null,null,null,null,null,null,null,null,null,"","","","",null,null,null,null,"","","","",null,null,null,null,"","","","",null,null,null,null,"","","","",null,null,null,null,"","","","",null,null,null,null,null,null,null,null,null,null,null,null,null,null,null,null,"",""]
[0,null,null,null,null,null,null,null,null,null,null,null,null,null,null,null,null,null,null,null,"","","","",null,null,null,null,"","","","",null,null,null,null,"","","","",null,null,null,null,"","","","",null,null,null,null,"","","","",null,null,null,null,null,null,null,null,null,null,null,null,null,null,null,null,"",""]
[0,null,null,null,null,null,null,null,null,null,null,null,null,null,null,null,null,null,null,null,"","","","",null,null,null,null,"","","","",null,null,null,null,"","","","",null,null,null,null,"","","","",null,null,null,null,"","","","",null,null,null,null,null,null,null,null,null,null,null,null,null,null,null,null,"",""]
[0,null,null,null,null,null,null,null,null,null,null,null,null,null,null,null,null,null,null,null,"","","","",null,null,null,null,"","","","",null,null,null,null,"","","","",null,null,null,null,"","","","",null,null,null,null,"","","","",null,null,null,null,null,null,null,null,null,null,null,null,null,null,null,null,"",""]
[0,null,null,null,null,null,null,null,null,null,null,null,null,null,null,null,null,null,null,null,"","","","",null,null,null,null,"","","","",null,null,null,null,"","","","",null,null,null,null,"","","","",null,null,null,null,"","","","",null,null,null,null,null,null,null,null,null,null,null,null,null,null,null,null,"",""]
[0,null,null,null,null,null,null,null,null,null,null,null,null,null,null,null,null,null,null,null,"","","","",null,null,null,null,"","","","",null,null,null,null,"","","","",null,null,null,null,"","","","",null,null,null,null,"","","","",null,null,null,null,null,null,null,null,null,null,null,null,null,null,null,null,"",""]
[0,null,null,null,null,null,null,null,null,null,null,null,null,null,null,null,null,null,null,null,"","","","",null,null,null,null,"","","","",null,null,null,null,"","","","",null,null,null,null,"","","","",null,null,null,null,"","","","",null,null,null,null,null,null,null,null,null,null,null,null,null,null,null,null,"",""]
[0,null,null,null,null,null,null,null,null,null,null,null,null,null,null,null,null,null,null,null,"","","","",null,null,null,null,"","","","",null,null,null,null,"","","","",null,null,null,null,"","","","",null,null,null,null,"","","","",null,null,null,null,null,null,null,null,null,null,null,null,null,null,null,null,"",""]
[0,null,null,null,null,null,null,null,null,null,null,null,null,null,null,null,null,null,null,null,"","","","",null,null,null,null,"","","","",null,null,null,null,"","","","",null,null,null,null,"","","","",null,null,null,null,"","","","",null,null,null,null,null,null,null,null,null,null,null,null,null,null,null,null,"",""]
[0,null,null,null,null,null,null,null,null,null,null,null,null,null,null,null,null,null,null,null,"","","","",null,null,null,null,"","","","",null,null,null,null,"","","","",null,null,null,null,"","","","",null,null,null,null,"","","","",null,null,null,null,null,null,null,null,null,null,null,null,null,null,null,null,"",""]
[0,null,null,null,null,null,null,null,null,null,null,null,null,null,null,null,null,null,null,null,"","","","",null,null,null,null,"","","","",null,null,null,null,"","","","",null,null,null,null,"","","","",null,null,null,null,"","","","",null,null,null,null,null,null,null,null,null,null,null,null,null,null,null,null,"",""]
[0,null,null,null,null,null,null,null,null,null,null,null,null,null,null,null,null,null,null,null,"","","","",null,null,null,null,"","","","",null,null,null,null,"","","","",null,null,null,null,"","","","",null,null,null,null,"","","","",null,null,null,null,null,null,null,null,null,null,null,null,null,null,null,null,"",""]
[0,null,null,null,null,null,null,null,null,null,null,null,null,null,null,null,null,null,null,null,"","","","",null,null,null,null,"","","","",null,null,null,null,"","","","",null,null,null,null,"","","","",null,null,null,null,"","","","",null,null,null,null,null,null,null,null,null,null,null,null,null,null,null,null,"",""]
[0,null,null,null,null,null,null,null,null,null,null,null,null,null,null,null,null,null,null,null,"","","","",null,null,null,null,"","","","",null,null,null,null,"","","","",null,null,null,null,"","","","",null,null,null,null,"","","","",null,null,null,null,null,null,null,null,null,null,null,null,null,null,null,null,"",""]
[0,null,null,null,null,null,null,null,null,null,null,null,null,null,null,null,null,null,null,null,"","","","",null,null,null,null,"","","","",null,null,null,null,"","","","",null,null,null,null,"","","","",null,null,null,null,"","","","",null,null,null,null,null,null,null,null,null,null,null,null,null,null,null,null,"",""]
[0,null,null,null,null,null,null,null,null,null,null,null,null,null,null,null,null,null,null,null,"","","","",null,null,null,null,"","","","",null,null,null,null,"","","","",null,null,null,null,"","","","",null,null,null,null,"","","","",null,null,null,null,null,null,null,null,null,null,null,null,null,null,null,null,"",""]
[0,null,null,null,null,null,null,null,null,null,null,null,null,null,null,null,null,null,null,null,"","","","",null,null,null,null,"","","","",null,null,null,null,"","","","",null,null,null,null,"","","","",null,null,null,null,"","","","",null,null,null,null,null,null,null,null,null,null,null,null,null,null,null,null,{"$f":"IF(O47033<$BG$3,\"\",O47033)","v":""},{"$f":"IF(P47033<$BH$3,\"\",P47033)","v":""}]
[0,null,null,null,null,null,null,null,null,null,null,null,null,null,null,null,null,null,null,null,"","","","",null,null,null,null,"","","","",null,null,null,null,"","","","",null,null,null,null,"","","","",null,null,null,null,"","","","",null,null,null,null,null,null,null,null,null,null,null,null,null,null,null,null,"",""]
[0,null,null,null,null,null,null,null,null,null,null,null,null,null,null,null,null,null,null,null,"","","","",null,null,null,null,"","","","",null,null,null,null,"","","","",null,null,null,null,"","","","",null,null,null,null,"","","","",null,null,null,null,null,null,null,null,null,null,null,null,null,null,null,null,"",""]
[0,null,null,null,null,null,null,null,null,null,null,null,null,null,null,null,null,null,null,null,"","","","",null,null,null,null,"","","","",null,null,null,null,"","","","",null,null,null,null,"","","","",null,null,null,null,"","","","",null,null,null,null,null,null,null,null,null,null,null,null,null,null,null,null,{"$f":"IF(O47609<$BG$3,\"\",O47609)","v":""},{"$f":"IF(P47609<$BH$3,\"\",P47609)","v":""}]
[0,null,null,null,null,null,null,null,null,null,null,null,null,null,null,null,null,null,null,null,"","","","",null,null,null,null,"","","","",null,null,null,null,"","","","",null,null,null,null,"","","","",null,null,null,null,"","","","",null,null,null,null,null,null,null,null,null,null,null,null,null,null,null,null,"",""]
[0,null,null,null,null,null,null,null,null,null,null,null,null,null,null,null,null,null,null,null,"","","","",null,null,null,null,"","","","",null,null,null,null,"","","","",null,null,null,null,"","","","",null,null,null,null,"","","","",null,null,null,null,null,null,null,null,null,null,null,null,null,null,null,null,"",""]
[0,null,null,null,null,null,null,null,null,null,null,null,null,null,null,null,null,null,null,null,"","","","",null,null,null,null,"","","","",null,null,null,null,"","","","",null,null,null,null,"","","","",null,null,null,null,"","","","",null,null,null,null,null,null,null,null,null,null,null,null,null,null,null,null,"",""]
[0,null,null,null,null,null,null,null,null,null,null,null,null,null,null,null,null,null,null,null,"","","","",null,null,null,null,"","","","",null,null,null,null,"","","","",null,null,null,null,"","","","",null,null,null,null,"","","","",null,null,null,null,null,null,null,null,null,null,null,null,null,null,null,null,"",""]
[0,null,null,null,null,null,null,null,null,null,null,null,null,null,null,null,null,null,null,null,"","","","",null,null,null,null,"","","","",null,null,null,null,"","","","",null,null,null,null,"","","","",null,null,null,null,"","","","",null,null,null,null,null,null,null,null,null,null,null,null,null,null,null,null,"",""]
[0,null,null,null,null,null,null,null,null,null,null,null,null,null,null,null,null,null,null,null,"","","","",null,null,null,null,"","","","",null,null,null,null,"","","","",null,null,null,null,"","","","",null,null,null,null,"","","","",null,null,null,null,null,null,null,null,null,null,null,null,null,null,null,null,"",""]
[0,null,null,null,null,null,null,null,null,null,null,null,null,null,null,null,null,null,null,null,"","","","",null,null,null,null,"","","","",null,null,null,null,"","","","",null,null,null,null,"","","","",null,null,null,null,"","","","",null,null,null,null,null,null,null,null,null,null,null,null,null,null,null,null,"",""]
[0,null,null,null,null,null,null,null,null,null,null,null,null,null,null,null,null,null,null,null,"","","","",null,null,null,null,"","","","",null,null,null,null,"","","","",null,null,null,null,"","","","",null,null,null,null,"","","","",null,null,null,null,null,null,null,null,null,null,null,null,null,null,null,null,"",""]
[0,null,null,null,null,null,null,null,null,null,null,null,null,null,null,null,null,null,null,null,"","","","",null,null,null,null,"","","","",null,null,null,null,"","","","",null,null,null,null,"","","","",null,null,null,null,"","","","",null,null,null,null,null,null,null,null,null,null,null,null,null,null,null,null,"",""]
[0,null,null,null,null,null,null,null,null,null,null,null,null,null,null,null,null,null,null,null,"","","","",null,null,null,null,"","","","",null,null,null,null,"","","","",null,null,null,null,"","","","",null,null,null,null,"","","","",null,null,null,null,null,null,null,null,null,null,null,null,null,null,null,null,"",""]
[0,null,null,null,null,null,null,null,null,null,null,null,null,null,null,null,null,null,null,null,"","","","",null,null,null,null,"","","","",null,null,null,null,"","","","",null,null,null,null,"","","","",null,null,null,null,"","","","",null,null,null,null,null,null,null,null,null,null,null,null,null,null,null,null,"",""]
[0,null,null,null,null,null,null,null,null,null,null,null,null,null,null,null,null,null,null,null,"","","","",null,null,null,null,"","","","",null,null,null,null,"","","","",null,null,null,null,"","","","",null,null,null,null,"","","","",null,null,null,null,null,null,null,null,null,null,null,null,null,null,null,null,"",""]
[0,null,null,null,null,null,null,null,null,null,null,null,null,null,null,null,null,null,null,null,"","","","",null,null,null,null,"","","","",null,null,null,null,"","","","",null,null,null,null,"","","","",null,null,null,null,"","","","",null,null,null,null,null,null,null,null,null,null,null,null,null,null,null,null,"",""]
[0,null,null,null,null,null,null,null,null,null,null,null,null,null,null,null,null,null,null,null,"","","","",null,null,null,null,"","","","",null,null,null,null,"","","","",null,null,null,null,"","","","",null,null,null,null,"","","","",null,null,null,null,null,null,null,null,null,null,null,null,null,null,null,null,"",""]
[0,null,null,null,null,null,null,null,null,null,null,null,null,null,null,null,null,null,null,null,"","","","",null,null,null,null,"","","","",null,null,null,null,"","","","",null,null,null,null,"","","","",null,null,null,null,"","","","",null,null,null,null,null,null,null,null,null,null,null,null,null,null,null,null,"",""]
[0,null,null,null,null,null,null,null,null,null,null,null,null,null,null,null,null,null,null,null,"","","","",null,null,null,null,"","","","",null,null,null,null,"","","","",null,null,null,null,"","","","",null,null,null,null,"","","","",null,null,null,null,null,null,null,null,null,null,null,null,null,null,null,null,"",""]
[0,null,null,null,null,null,null,null,null,null,null,null,null,null,null,null,null,null,null,null,"","","","",null,null,null,null,"","","","",null,null,null,null,"","","","",null,null,null,null,"","","","",null,null,null,null,"","","","",null,null,null,null,null,null,null,null,null,null,null,null,null,null,null,null,"",""]
[0,null,null,null,null,null,null,null,null,null,null,null,null,null,null,null,null,null,null,null,"","","","",null,null,null,null,"","","","",null,null,null,null,"","","","",null,null,null,null,"","","","",null,null,null,null,"","","","",null,null,null,null,null,null,null,null,null,null,null,null,null,null,null,null,"",""]
[0,null,null,null,null,null,null,null,null,null,null,null,null,null,null,null,null,null,null,null,"","","","",null,null,null,null,"","","","",null,null,null,null,"","","","",null,null,null,null,"","","","",null,null,null,null,"","","","",null,null,null,null,null,null,null,null,null,null,null,null,null,null,null,null,"",""]
[0,null,null,null,null,null,null,null,null,null,null,null,null,null,null,null,null,null,null,null,"","","","",null,null,null,null,"","","","",null,null,null,null,"","","","",null,null,null,null,"","","","",null,null,null,null,"","","","",null,null,null,null,null,null,null,null,null,null,null,null,null,null,null,null,"",""]
[0,null,null,null,null,null,null,null,null,null,null,null,null,null,null,null,null,null,null,null,"","","","",null,null,null,null,"","","","",null,null,null,null,"","","","",null,null,null,null,"","","","",null,null,null,null,"","","","",null,null,null,null,null,null,null,null,null,null,null,null,null,null,null,null,"",""]
[0,null,null,null,null,null,null,null,null,null,null,null,null,null,null,null,null,null,null,null,"","","","",null,null,null,null,"","","","",null,null,null,null,"","","","",null,null,null,null,"","","","",null,null,null,null,"","","","",null,null,null,null,null,null,null,null,null,null,null,null,null,null,null,null,"",""]
[0,null,null,null,null,null,null,null,null,null,null,null,null,null,null,null,null,null,null,null,"","","","",null,null,null,null,"","","","",null,null,null,null,"","","","",null,null,null,null,"","","","",null,null,null,null,"","","","",null,null,null,null,null,null,null,null,null,null,null,null,null,null,null,null,"",""]
[0,null,null,null,null,null,null,null,null,null,null,null,null,null,null,null,null,null,null,null,"","","","",null,null,null,null,"","","","",null,null,null,null,"","","","",null,null,null,null,"","","","",null,null,null,null,"","","","",null,null,null,null,null,null,null,null,null,null,null,null,null,null,null,null,"",""]
[0,null,null,null,null,null,null,null,null,null,null,null,null,null,null,null,null,null,null,null,"","","","",null,null,null,null,"","","","",null,null,null,null,"","","","",null,null,null,null,"","","","",null,null,null,null,"","","","",null,null,null,null,null,null,null,null,null,null,null,null,null,null,null,null,"",""]
[0,null,null,null,null,null,null,null,null,null,null,null,null,null,null,null,null,null,null,null,"","","","",null,null,null,null,"","","","",null,null,null,null,"","","","",null,null,null,null,"","","","",null,null,null,null,"","","","",null,null,null,null,null,null,null,null,null,null,null,null,null,null,null,null,"",""]
[0,null,null,null,null,null,null,null,null,null,null,null,null,null,null,null,null,null,null,null,"","","","",null,null,null,null,"","","","",null,null,null,null,"","","","",null,null,null,null,"","","","",null,null,null,null,"","","","",null,null,null,null,null,null,null,null,null,null,null,null,null,null,null,null,"",""]
[600.01440034560801,null,null,null,null,null,null,null,null,null,null,null,null,null,null,null,null,null,null,null,"","","","",null,null,null,null,"","","","",null,null,null,null,"","","","",null,null,null,null,"","","","",null,null,null,null,"","","","",null,null,null,null,null,null,null,null,null,null,null,null,null,null,null,null,"",""]
[500.01000020000401,null,null,null,null,null,null,null,null,null,null,null,null,null,null,null,null,null,null,null,"","","","",null,null,null,null,"","","","",null,null,null,null,"","","","",null,null,null,null,"","","","",null,null,null,null,"","","","",null,null,null,null,null,null,null,null,null,null,null,null,null,null,null,null,"",""]
[600.01440034560801,null,null,null,null,null,null,null,null,null,null,null,null,null,null,null,null,null,null,null,"","","","",null,null,null,null,"","","","",null,null,null,null,"","","","",null,null,null,null,"","","","",null,null,null,null,"","","","",null,null,null,null,null,null,null,null,null,null,null,null,null,null,null,null,"",""]
[900.03240116644201,null,null,null,null,null,null,null,null,null,null,null,null,null,null,null,null,null,null,null,"","","","",null,null,null,null,"","","","",null,null,null,null,"","","","",null,null,null,null,"","","","",null,null,null,null,"","","","",null,null,null,null,null,null,null,null,null,null,null,null,null,null,null,null,"",""]
[600.01440034560801,null,null,null,null,null,null,null,null,null,null,null,null,null,null,null,null,null,null,null,"","","","",null,null,null,null,"","","","",null,null,null,null,"","","","",null,null,null,null,"","","","",null,null,null,null,"","","","",null,null,null,null,null,null,null,null,null,null,null,null,null,null,null,null,"",""]
[600.01440034560801,null,null,null,null,null,null,null,null,null,null,null,null,null,null,null,null,null,null,null,"","","","",null,null,null,null,"","","","",null,null,null,null,"","","","",null,null,null,null,"","","","",null,null,null,null,"","","","",null,null,null,null,null,null,null,null,null,null,null,null,null,null,null,null,"",""]
[700.01960054881499,null,null,null,null,null,null,null,null,null,null,null,null,null,null,null,null,null,null,null,"","","","",null,null,null,null,"","","","",null,null,null,null,"","","","",null,null,null,null,"","","","",null,null,null,null,"","","","",null,null,null,null,null,null,null,null,null,null,null,null,null,null,null,null,"",""]
[400.00640010240102,null,null,null,null,null,null,null,null,null,null,null,null,null,null,null,null,null,null,null,"","","","",null,null,null,null,"","","","",null,null,null,null,"","","","",null,null,null,null,"","","","",null,null,null,null,"","","","",null,null,null,null,null,null,null,null,null,null,null,null,null,null,null,null,"",""]
[400.00640010240102,null,null,null,null,null,null,null,null,null,null,null,null,null,null,null,null,null,null,null,"","","","",null,null,null,null,"","","","",null,null,null,null,"","","","",null,null,null,null,"","","","",null,null,null,null,"","","","",null,null,null,null,null,null,null,null,null,null,null,null,null,null,null,null,"",""]
[500.01000020000401,null,null,null,null,null,null,null,null,null,null,null,null,null,null,null,null,null,null,null,"","","","",null,null,null,null,"","","","",null,null,null,null,"","","","",null,null,null,null,"","","","",null,null,null,null,"","","","",null,null,null,null,null,null,null,null,null,null,null,null,null,null,null,null,"",""]
[100.0004000016,null,null,null,null,null,null,null,null,null,null,null,null,null,null,null,null,null,null,null,"","","","",null,null,null,null,"","","","",null,null,null,null,"","","","",null,null,null,null,"","","","",null,null,null,null,"","","","",null,null,null,null,null,null,null,null,null,null,null,null,null,null,null,null,"",""]
[300.00360004319998,null,null,null,null,null,null,null,null,null,null,null,null,null,null,null,null,null,null,null,"","","","",null,null,null,null,"","","","",null,null,null,null,"","","","",null,null,null,null,"","","","",null,null,null,null,"","","","",null,null,null,null,null,null,null,null,null,null,null,null,null,null,null,null,"",""]
[500.01000020000401,null,null,null,null,null,null,null,null,null,null,null,null,null,null,null,null,null,null,null,"","","","",null,null,null,null,"","","","",null,null,null,null,"","","","",null,null,null,null,"","","","",null,null,null,null,"","","","",null,null,null,null,null,null,null,null,null,null,null,null,null,null,null,null,"",""]
[400.00640010240102,null,null,null,null,null,null,null,null,null,null,null,null,null,null,null,null,null,null,null,"","","","",null,null,null,null,"","","","",null,null,null,null,"","","","",null,null,null,null,"","","","",null,null,null,null,"","","","",null,null,null,null,null,null,null,null,null,null,null,null,null,null,null,null,"",""]
[900.03240116644201,null,null,null,null,null,null,null,null,null,null,null,null,null,null,null,null,null,null,null,"","","","",null,null,null,null,"","","","",null,null,null,null,"","","","",null,null,null,null,"","","","",null,null,null,null,"","","","",null,null,null,null,null,null,null,null,null,null,null,null,null,null,null,null,"",""]
[0,null,null,null,null,null,null,null,null,null,null,null,null,null,null,null,null,null,null,null,"","","","",null,null,null,null,"","","","",null,null,null,null,"","","","",null,null,null,null,"","","","",null,null,null,null,"","","","",null,null,null,null,null,null,null,null,null,null,null,null,null,null,null,null,"",""]
[700.01960054881499,null,null,null,null,null,null,null,null,null,null,null,null,null,null,null,null,null,null,null,"","","","",null,null,null,null,"","","","",null,null,null,null,"","","","",null,null,null,null,"","","","",null,null,null,null,"","","","",null,null,null,null,null,null,null,null,null,null,null,null,null,null,null,null,"",""]
[300.00360004319998,null,null,null,null,null,null,null,null,null,null,null,null,null,null,null,null,null,null,null,"","","","",null,null,null,null,"","","","",null,null,null,null,"","","","",null,null,null,null,"","","","",null,null,null,null,"","","","",null,null,null,null,null,null,null,null,null,null,null,null,null,null,null,null,"",""]
[500.01000020000401,null,null,null,null,null,null,null,null,null,null,null,null,null,null,null,null,null,null,null,"","","","",null,null,null,null,"","","","",null,null,null,null,"","","","",null,null,null,null,"","","","",null,null,null,null,"","","","",null,null,null,null,null,null,null,null,null,null,null,null,null,null,null,null,"",""]
[100.0004000016,null,null,null,null,null,null,null,null,null,null,null,null,null,null,null,null,null,null,null,"","","","",null,null,null,null,"","","","",null,null,null,null,"","","","",null,null,null,null,"","","","",null,null,null,null,"","","","",null,null,null,null,null,null,null,null,null,null,null,null,null,null,null,null,"",""]
[300.00360004319998,null,null,null,null,null,null,null,null,null,null,null,null,null,null,null,null,null,null,null,"","","","",null,null,null,null,"","","","",null,null,null,null,"","","","",null,null,null,null,"","","","",null,null,null,null,"","","","",null,null,null,null,null,null,null,null,null,null,null,null,null,null,null,null,"",""]
[300.00360004319998,null,null,null,null,null,null,null,null,null,null,null,null,null,null,null,null,null,null,null,"","","","",null,null,null,null,"","","","",null,null,null,null,"","","","",null,null,null,null,"","","","",null,null,null,null,"","","","",null,null,null,null,null,null,null,null,null,null,null,null,null,null,null,null,"",""]
[100.0004000016,null,null,null,null,null,null,null,null,null,null,null,null,null,null,null,null,null,null,null,"","","","",null,null,null,null,"","","","",null,null,null,null,"","","","",null,null,null,null,"","","","",null,null,null,null,"","","","",null,null,null,null,null,null,null,null,null,null,null,null,null,null,null,null,"",""]
[0,null,null,null,null,null,null,null,null,null,null,null,null,null,null,null,null,null,null,null,{"$f":"IF(M59779=\"\",\"\",IF(M59779<Q$3+5*Q$7,M59779,\"\"))","v":""},{"$f":"IF(N59779=\"\",\"\",IF(N59779<R$3+5*R$7,N59779,\"\"))","v":""},{"$f":"IF(O59779=\"\",\"\",IF(O59779<S$3+5*S$7,O59779,\"\"))","v":""},{"$f":"IF(P59779=\"\",\"\",IF(P59779<T$3+5*T$7,P59779,\"\"))","v":""},null,null,null,null,{"$f":"IF(U59779=\"\",\"\",IF(U59779<Y$3+5*Y$7,U59779,\"\"))","v":""},{"$f":"IF(V59779=\"\",\"\",IF(V59779<Z$3+5*Z$7,V59779,\"\"))","v":""},{"$f":"IF(W59779=\"\",\"\",IF(W59779<AA$3+5*AA$7,W59779,\"\"))","v":""},{"$f":"IF(X59779=\"\",\"\",IF(X59779<AB$3+5*AB$7,X59779,\"\"))","v":""},null,null,null,null,{"$f":"IF(AC59779=\"\",\"\",IF(AC59779<AG$3+5*AG$7,AC59779,\"\"))","v":""},{"$f":"IF(AD59779=\"\",\"\",IF(AD59779<AH$3+5*AH$7,AD59779,\"\"))","v":""},{"$f":"IF(AE59779=\"\",\"\",IF(AE59779<AI$3+5*AI$7,AE59779,\"\"))","v":""},{"$f":"IF(AF59779=\"\",\"\",IF(AF59779<AJ$3+5*AJ$7,AF59779,\"\"))","v":""},null,null,null,null,{"$f":"IF(AK59779=\"\",\"\",IF(AK59779<AO$3+5*AO$7,AK59779,\"\"))","v":""},{"$f":"IF(AL59779=\"\",\"\",IF(AL59779<AP$3+5*AP$7,AL59779,\"\"))","v":""},{"$f":"IF(AM59779=\"\",\"\",IF(AM59779<AQ$3+5*AQ$7,AM59779,\"\"))","v":""},{"$f":"IF(AN59779=\"\",\"\",IF(AN59779<AR$3+5*AR$7,AN59779,\"\"))","v":""},null,null,null,null,{"$f":"IF(AS59779=\"\",\"\",IF(AS59779<AW$3+5*AW$7,AS59779,\"\"))","v":""},{"$f":"IF(AT59779=\"\",\"\",IF(AT59779<AX$3+5*AX$7,AT59779,\"\"))","v":""},{"$f":"IF(AU59779=\"\",\"\",IF(AU59779<AY$3+5*AY$7,AU59779,\"\"))","v":""},{"$f":"IF(AV59779=\"\",\"\",IF(AV59779<AZ$3+5*AZ$7,AV59779,\"\"))","v":""},null,null,null,null,null,null,null,null,null,null,null,null,null,null,null,null,"",""]
[400.00640010240102,null,null,null,null,null,null,null,null,null,null,null,null,null,null,null,null,null,null,null,"","","","",null,null,null,null,"","","","",null,null,null,null,"","","","",null,null,null,null,"","","","",null,null,null,null,"","","","",null,null,null,null,null,null,null,null,null,null,null,null,null,null,null,null,"",""]
[100.0004000016,null,null,null,null,null,null,null,null,null,null,null,null,null,null,null,null,null,null,null,"","","","",null,null,null,null,"","","","",null,null,null,null,"","","","",null,null,null,null,"","","","",null,null,null,null,"","","","",null,null,null,null,null,null,null,null,null,null,null,null,null,null,null,null,"",""]
[500.01000020000401,null,null,null,null,null,null,null,null,null,null,null,null,null,null,null,null,null,null,null,"","","","",null,null,null,null,"","","","",null,null,null,null,"","","","",null,null,null,null,"","","","",null,null,null,null,"","","","",null,null,null,null,null,null,null,null,null,null,null,null,null,null,null,null,"",""]
[200.0016000128,null,null,null,null,null,null,null,null,null,null,null,null,null,null,null,null,null,null,null,"","","","",null,null,null,null,"","","","",null,null,null,null,"","","","",null,null,null,null,"","","","",null,null,null,null,"","","","",null,null,null,null,null,null,null,null,null,null,null,null,null,null,null,null,"",""]
[100.0004000016,null,null,null,null,null,null,null,null,null,null,null,null,null,null,null,null,null,null,null,"","","","",null,null,null,null,"","","","",null,null,null,null,"","","","",null,null,null,null,"","","","",null,null,null,null,"","","","",null,null,null,null,null,null,null,null,null,null,null,null,null,null,null,null,"",""]
[200.0016000128,null,null,null,null,null,null,null,null,null,null,null,null,null,null,null,null,null,null,null,"","","","",null,null,null,null,"","","","",null,null,null,null,"","","","",null,null,null,null,"","","","",null,null,null,null,"","","","",null,null,null,null,null,null,null,null,null,null,null,null,null,null,null,null,"",""]
[200.0016000128,null,null,null,null,null,null,null,null,null,null,null,null,null,null,null,null,null,null,null,"","","","",null,null,null,null,"","","","",null,null,null,null,"","","","",null,null,null,null,"","","","",null,null,null,null,"","","","",null,null,null,null,null,null,null,null,null,null,null,null,null,null,null,null,"",""]
[400.00640010240102,null,null,null,null,null,null,null,null,null,null,null,null,null,null,null,null,null,null,null,"","","","",null,null,null,null,"","","","",null,null,null,null,"","","","",null,null,null,null,"","","","",null,null,null,null,"","","","",null,null,null,null,null,null,null,null,null,null,null,null,null,null,null,null,"",""]
[600.01440034560801,null,null,null,null,null,null,null,null,null,null,null,null,null,null,null,null,null,null,null,"","","","",null,null,null,null,"","","","",null,null,null,null,"","","","",null,null,null,null,"","","","",null,null,null,null,"","","","",null,null,null,null,null,null,null,null,null,null,null,null,null,null,null,null,"",""]
[300.00360004319998,null,null,null,null,null,null,null,null,null,null,null,null,null,null,null,null,null,null,null,"","","","",null,null,null,null,"","","","",null,null,null,null,"","","","",null,null,null,null,"","","","",null,null,null,null,"","","","",null,null,null,null,null,null,null,null,null,null,null,null,null,null,null,null,"",""]
[200.0016000128,null,null,null,null,null,null,null,null,null,null,null,null,null,null,null,null,null,null,null,"","","","",null,null,null,null,"","","","",null,null,null,null,"","","","",null,null,null,null,"","","","",null,null,null,null,"","","","",null,null,null,null,null,null,null,null,null,null,null,null,null,null,null,null,"",""]
[200.0016000128,null,null,null,null,null,null,null,null,null,null,null,null,null,null,null,null,null,null,null,"","","","",null,null,null,null,"","","","",null,null,null,null,"","","","",null,null,null,null,"","","","",null,null,null,null,"","","","",null,null,null,null,null,null,null,null,null,null,null,null,null,null,null,null,"",""]
[400.00640010240102,null,null,null,null,null,null,null,null,null,null,null,null,null,null,null,null,null,null,null,"","","","",null,null,null,null,"","","","",null,null,null,null,"","","","",null,null,null,null,"","","","",null,null,null,null,"","","","",null,null,null,null,null,null,null,null,null,null,null,null,null,null,null,null,"",""]
[300.00360004319998,null,null,null,null,null,null,null,null,null,null,null,null,null,null,null,null,null,null,null,"","","","",null,null,null,null,"","","","",null,null,null,null,"","","","",null,null,null,null,"","","","",null,null,null,null,"","","","",null,null,null,null,null,null,null,null,null,null,null,null,null,null,null,null,"",""]
[100.0004000016,null,null,null,null,null,null,null,null,null,null,null,null,null,null,null,null,null,null,null,"","","","",null,null,null,null,"","","","",null,null,null,null,"","","","",null,null,null,null,"","","","",null,null,null,null,"","","","",null,null,null,null,null,null,null,null,null,null,null,null,null,null,null,null,"",""]
[400.00640010240102,null,null,null,null,null,null,null,null,null,null,null,null,null,null,null,null,null,null,null,"","","","",null,null,null,null,"","","","",null,null,null,null,"","","","",null,null,null,null,"","","","",null,null,null,null,"","","","",null,null,null,null,null,null,null,null,null,null,null,null,null,null,null,null,"",""]
[200.0016000128,null,null,null,null,null,null,null,null,null,null,null,null,null,null,null,null,null,null,null,"","","","",null,null,null,null,"","","","",null,null,null,null,"","","","",null,null,null,null,"","","","",null,null,null,null,"","","","",null,null,null,null,null,null,null,null,null,null,null,null,null,null,null,null,"",""]
[300.00360004319998,null,null,null,null,null,null,null,null,null,null,null,null,null,null,null,null,null,null,null,"","","","",null,null,null,null,"","","","",null,null,null,null,"","","","",null,null,null,null,"","","","",null,null,null,null,"","","","",null,null,null,null,null,null,null,null,null,null,null,null,null,null,null,null,"",""]
[100.0004000016,null,null,null,null,null,null,null,null,null,null,null,null,null,null,null,null,null,null,null,"","","","",null,null,null,null,"","","","",null,null,null,null,"","","","",null,null,null,null,"","","","",null,null,null,null,"","","","",null,null,null,null,null,null,null,null,null,null,null,null,null,null,null,null,"",""]
[100.0004000016,null,null,null,null,null,null,null,null,null,null,null,null,null,null,null,null,null,null,null,"","","","",null,null,null,null,"","","","",null,null,null,null,"","","","",null,null,null,null,"","","","",null,null,null,null,"","","","",null,null,null,null,null,null,null,null,null,null,null,null,null,null,null,null,"",""]
[200.0016000128,null,null,null,null,null,null,null,null,null,null,null,null,null,null,null,null,null,null,null,"","","","",null,null,null,null,"","","","",null,null,null,null,"","","","",null,null,null,null,"","","","",null,null,null,null,"","","","",null,null,null,null,null,null,null,null,null,null,null,null,null,null,null,null,"",""]
[600.01440034560801,null,null,null,null,null,null,null,null,null,null,null,null,null,null,null,null,null,null,null,"","","","",null,null,null,null,"","","","",null,null,null,null,"","","","",null,null,null,null,"","","","",null,null,null,null,"","","","",null,null,null,null,null,null,null,null,null,null,null,null,null,null,null,null,"",""]
[200.0016000128,null,null,null,null,null,null,null,null,null,null,null,null,null,null,null,null,null,null,null,"","","","",null,null,null,null,"","","","",null,null,null,null,"","","","",null,null,null,null,"","","","",null,null,null,null,"","","","",null,null,null,null,null,null,null,null,null,null,null,null,null,null,null,null,"",""]
[300.00360004319998,null,null,null,null,null,null,null,null,null,null,null,null,null,null,null,null,null,null,null,"","","","",null,null,null,null,"","","","",null,null,null,null,"","","","",null,null,null,null,"","","","",null,null,null,null,"","","","",null,null,null,null,null,null,null,null,null,null,null,null,null,null,null,null,"",""]
[500.01000020000401,null,null,null,null,null,null,null,null,null,null,null,null,null,null,null,null,null,null,null,"","","","",null,null,null,null,"","","","",null,null,null,null,"","","","",null,null,null,null,"","","","",null,null,null,null,"","","","",null,null,null,null,null,null,null,null,null,null,null,null,null,null,null,null,"",""]
[100.0004000016,null,null,null,null,null,null,null,null,null,null,null,null,null,null,null,null,null,null,null,"","","","",null,null,null,null,"","","","",null,null,null,null,"","","","",null,null,null,null,"","","","",null,null,null,null,"","","","",null,null,null,null,null,null,null,null,null,null,null,null,null,null,null,null,"",""]
[0,null,null,null,null,null,null,null,null,null,null,null,null,null,null,null,null,null,null,null,"","","","",null,null,null,null,"","","","",null,null,null,null,"","","","",null,null,null,null,"","","","",null,null,null,null,"","","","",null,null,null,null,null,null,null,null,null,null,null,null,null,null,null,null,"",""]
[300.00360004319998,null,null,null,null,null,null,null,null,null,null,null,null,null,null,null,null,null,null,null,"","","","",null,null,null,null,"","","","",null,null,null,null,"","","","",null,null,null,null,"","","","",null,null,null,null,"","","","",null,null,null,null,null,null,null,null,null,null,null,null,null,null,null,null,"",""]
[200.0016000128,null,null,null,null,null,null,null,null,null,null,null,null,null,null,null,null,null,null,null,"","","","",null,null,null,null,"","","","",null,null,null,null,"","","","",null,null,null,null,"","","","",null,null,null,null,"","","","",null,null,null,null,null,null,null,null,null,null,null,null,null,null,null,null,"",""]
[200.0016000128,null,null,null,null,null,null,null,null,null,null,null,null,null,null,null,null,null,null,null,"","","","",null,null,null,null,"","","","",null,null,null,null,"","","","",null,null,null,null,"","","","",null,null,null,null,"","","","",null,null,null,null,null,null,null,null,null,null,null,null,null,null,null,null,"",""]
[200.0016000128,null,null,null,null,null,null,null,null,null,null,null,null,null,null,null,null,null,null,null,"","","","",null,null,null,null,"","","","",null,null,null,null,"","","","",null,null,null,null,"","","","",null,null,null,null,"","","","",null,null,null,null,null,null,null,null,null,null,null,null,null,null,null,null,"",""]
[400.00640010240102,null,null,null,null,null,null,null,null,null,null,null,null,null,null,null,null,null,null,null,{"$f":"IF(M67587=\"\",\"\",IF(M67587<Q$3+5*Q$7,M67587,\"\"))","v":""},{"$f":"IF(N67587=\"\",\"\",IF(N67587<R$3+5*R$7,N67587,\"\"))","v":""},{"$f":"IF(O67587=\"\",\"\",IF(O67587<S$3+5*S$7,O67587,\"\"))","v":""},{"$f":"IF(P67587=\"\",\"\",IF(P67587<T$3+5*T$7,P67587,\"\"))","v":""},null,null,null,null,{"$f":"IF(U67587=\"\",\"\",IF(U67587<Y$3+5*Y$7,U67587,\"\"))","v":""},{"$f":"IF(V67587=\"\",\"\",IF(V67587<Z$3+5*Z$7,V67587,\"\"))","v":""},{"$f":"IF(W67587=\"\",\"\",IF(W67587<AA$3+5*AA$7,W67587,\"\"))","v":""},{"$f":"IF(X67587=\"\",\"\",IF(X67587<AB$3+5*AB$7,X67587,\"\"))","v":""},null,null,null,null,{"$f":"IF(AC67587=\"\",\"\",IF(AC67587<AG$3+5*AG$7,AC67587,\"\"))","v":""},{"$f":"IF(AD67587=\"\",\"\",IF(AD67587<AH$3+5*AH$7,AD67587,\"\"))","v":""},{"$f":"IF(AE67587=\"\",\"\",IF(AE67587<AI$3+5*AI$7,AE67587,\"\"))","v":""},{"$f":"IF(AF67587=\"\",\"\",IF(AF67587<AJ$3+5*AJ$7,AF67587,\"\"))","v":""},null,null,null,null,{"$f":"IF(AK67587=\"\",\"\",IF(AK67587<AO$3+5*AO$7,AK67587,\"\"))","v":""},{"$f":"IF(AL67587=\"\",\"\",IF(AL67587<AP$3+5*AP$7,AL67587,\"\"))","v":""},{"$f":"IF(AM67587=\"\",\"\",IF(AM67587<AQ$3+5*AQ$7,AM67587,\"\"))","v":""},{"$f":"IF(AN67587=\"\",\"\",IF(AN67587<AR$3+5*AR$7,AN67587,\"\"))","v":""},null,null,null,null,{"$f":"IF(AS67587=\"\",\"\",IF(AS67587<AW$3+5*AW$7,AS67587,\"\"))","v":""},{"$f":"IF(AT67587=\"\",\"\",IF(AT67587<AX$3+5*AX$7,AT67587,\"\"))","v":""},{"$f":"IF(AU67587=\"\",\"\",IF(AU67587<AY$3+5*AY$7,AU67587,\"\"))","v":""},{"$f":"IF(AV67587=\"\",\"\",IF(AV67587<AZ$3+5*AZ$7,AV67587,\"\"))","v":""},null,null,null,null,null,null,null,null,null,null,null,null,null,null,null,null,"",""]
[200.0016000128,null,null,null,null,null,null,null,null,null,null,null,null,null,null,null,null,null,null,null,"","","","",null,null,null,null,"","","","",null,null,null,null,"","","","",null,null,null,null,"","","","",null,null,null,null,"","","","",null,null,null,null,null,null,null,null,null,null,null,null,null,null,null,null,"",""]
[100.0004000016,null,null,null,null,null,null,null,null,null,null,null,null,null,null,null,null,null,null,null,"","","","",null,null,null,null,"","","","",null,null,null,null,"","","","",null,null,null,null,"","","","",null,null,null,null,"","","","",null,null,null,null,null,null,null,null,null,null,null,null,null,null,null,null,"",""]
[0,null,null,null,null,null,null,null,null,null,null,null,null,null,null,null,null,null,null,null,"","","","",null,null,null,null,"","","","",null,null,null,null,"","","","",null,null,null,null,"","","","",null,null,null,null,"","","","",null,null,null,null,null,null,null,null,null,null,null,null,null,null,null,null,"",""]
[400.00640010240102,null,null,null,null,null,null,null,null,null,null,null,null,null,null,null,null,null,null,null,"","","","",null,null,null,null,"","","","",null,null,null,null,"","","","",null,null,null,null,"","","","",null,null,null,null,"","","","",null,null,null,null,null,null,null,null,null,null,null,null,null,null,null,null,"",""]
[200.0016000128,null,null,null,null,null,null,null,null,null,null,null,null,null,null,null,null,null,null,null,"","","","",null,null,null,null,"","","","",null,null,null,null,"","","","",null,null,null,null,"","","","",null,null,null,null,"","","","",null,null,null,null,null,null,null,null,null,null,null,null,null,null,null,null,"",""]
[300.00360004319998,null,null,null,null,null,null,null,null,null,null,null,null,null,null,null,null,null,null,null,"","","","",null,null,null,null,"","","","",null,null,null,null,"","","","",null,null,null,null,"","","","",null,null,null,null,"","","","",null,null,null,null,null,null,null,null,null,null,null,null,null,null,null,null,"",""]
[100.0004000016,null,null,null,null,null,null,null,null,null,null,null,null,null,null,null,null,null,null,null,"","","","",null,null,null,null,"","","","",null,null,null,null,"","","","",null,null,null,null,"","","","",null,null,null,null,"","","","",null,null,null,null,null,null,null,null,null,null,null,null,null,null,null,null,"",""]
[100.0004000016,null,null,null,null,null,null,null,null,null,null,null,null,null,null,null,null,null,null,null,"","","","",null,null,null,null,"","","","",null,null,null,null,"","","","",null,null,null,null,"","","","",null,null,null,null,"","","","",null,null,null,null,null,null,null,null,null,null,null,null,null,null,null,null,"",""]
[200.0016000128,null,null,null,null,null,null,null,null,null,null,null,null,null,null,null,null,null,null,null,"","","","",null,null,null,null,"","","","",null,null,null,null,"","","","",null,null,null,null,"","","","",null,null,null,null,"","","","",null,null,null,null,null,null,null,null,null,null,null,null,null,null,null,null,"",""]
[0,null,null,null,null,null,null,null,null,null,null,null,null,null,null,null,null,null,null,null,"","","","",null,null,null,null,"","","","",null,null,null,null,"","","","",null,null,null,null,"","","","",null,null,null,null,"","","","",null,null,null,null,null,null,null,null,null,null,null,null,null,null,null,null,"",""]
[0,null,null,null,null,null,null,null,null,null,null,null,null,null,null,null,null,null,null,null,"","","","",null,null,null,null,"","","","",null,null,null,null,"","","","",null,null,null,null,"","","","",null,null,null,null,"","","","",null,null,null,null,null,null,null,null,null,null,null,null,null,null,null,null,"",""]
[300.00360004319998,null,null,null,null,null,null,null,null,null,null,null,null,null,null,null,null,null,null,null,"","","","",null,null,null,null,"","","","",null,null,null,null,"","","","",null,null,null,null,"","","","",null,null,null,null,"","","","",null,null,null,null,null,null,null,null,null,null,null,null,null,null,null,null,"",""]
[100.0004000016,null,null,null,null,null,null,null,null,null,null,null,null,null,null,null,null,null,null,null,"","","","",null,null,null,null,"","","","",null,null,null,null,"","","","",null,null,null,null,"","","","",null,null,null,null,"","","","",null,null,null,null,null,null,null,null,null,null,null,null,null,null,null,null,"",""]
[0,null,null,null,null,null,null,null,null,null,null,null,null,null,null,null,null,null,null,null,"","","","",null,null,null,null,"","","","",null,null,null,null,"","","","",null,null,null,null,"","","","",null,null,null,null,"","","","",null,null,null,null,null,null,null,null,null,null,null,null,null,null,null,null,"",""]
[0,null,null,null,null,null,null,null,null,null,null,null,null,null,null,null,null,null,null,null,"","","","",null,null,null,null,"","","","",null,null,null,null,"","","","",null,null,null,null,"","","","",null,null,null,null,"","","","",null,null,null,null,null,null,null,null,null,null,null,null,null,null,null,null,"",""]
[200.0016000128,null,null,null,null,null,null,null,null,null,null,null,null,null,null,null,null,null,null,null,"","","","",null,null,null,null,"","","","",null,null,null,null,"","","","",null,null,null,null,"","","","",null,null,null,null,"","","","",null,null,null,null,null,null,null,null,null,null,null,null,null,null,null,null,"",""]
[100.0004000016,null,null,null,null,null,null,null,null,null,null,null,null,null,null,null,null,null,null,null,"","","","",null,null,null,null,"","","","",null,null,null,null,"","","","",null,null,null,null,"","","","",null,null,null,null,"","","","",null,null,null,null,null,null,null,null,null,null,null,null,null,null,null,null,"",""]
[0,null,null,null,null,null,null,null,null,null,null,null,null,null,null,null,null,null,null,null,"","","","",null,null,null,null,"","","","",null,null,null,null,"","","","",null,null,null,null,"","","","",null,null,null,null,"","","","",null,null,null,null,null,null,null,null,null,null,null,null,null,null,null,null,"",""]
[300.00360004319998,null,null,null,null,null,null,null,null,null,null,null,null,null,null,null,null,null,null,null,"","","","",null,null,null,null,"","","","",null,null,null,null,"","","","",null,null,null,null,"","","","",null,null,null,null,"","","","",null,null,null,null,null,null,null,null,null,null,null,null,null,null,null,null,"",""]
[100.0004000016,null,null,null,null,null,null,null,null,null,null,null,null,null,null,null,null,null,null,null,"","","","",null,null,null,null,"","","","",null,null,null,null,"","","","",null,null,null,null,"","","","",null,null,null,null,"","","","",null,null,null,null,null,null,null,null,null,null,null,null,null,null,null,null,"",""]
[300.00360004319998,null,null,null,null,null,null,null,null,null,null,null,null,null,null,null,null,null,null,null,"","","","",null,null,null,null,"","","","",null,null,null,null,"","","","",null,null,null,null,"","","","",null,null,null,null,"","","","",null,null,null,null,null,null,null,null,null,null,null,null,null,null,null,null,"",""]
[100.0004000016,null,null,null,null,null,null,null,null,null,null,null,null,null,null,null,null,null,null,null,"","","","",null,null,null,null,"","","","",null,null,null,null,"","","","",null,null,null,null,"","","","",null,null,null,null,"","","","",null,null,null,null,null,null,null,null,null,null,null,null,null,null,null,null,"",""]
[100.0004000016,null,null,null,null,null,null,null,null,null,null,null,null,null,null,null,null,null,null,null,"","","","",null,null,null,null,"","","","",null,null,null,null,"","","","",null,null,null,null,"","","","",null,null,null,null,"","","","",null,null,null,null,null,null,null,null,null,null,null,null,null,null,null,null,"",""]
[0,null,null,null,null,null,null,null,null,null,null,null,null,null,null,null,null,null,null,null,"","","","",null,null,null,null,"","","","",null,null,null,null,"","","","",null,null,null,null,"","","","",null,null,null,null,"","","","",null,null,null,null,null,null,null,null,null,null,null,null,null,null,null,null,"",""]
[0,null,null,null,null,null,null,null,null,null,null,null,null,null,null,null,null,null,null,null,"","","","",null,null,null,null,"","","","",null,null,null,null,"","","","",null,null,null,null,"","","","",null,null,null,null,"","","","",null,null,null,null,null,null,null,null,null,null,null,null,null,null,null,null,"",""]
[200.0016000128,null,null,null,null,null,null,null,null,null,null,null,null,null,null,null,null,null,null,null,"","","","",null,null,null,null,"","","","",null,null,null,null,"","","","",null,null,null,null,"","","","",null,null,null,null,"","","","",null,null,null,null,null,null,null,null,null,null,null,null,null,null,null,null,"",""]
[0,null,null,null,null,null,null,null,null,null,null,null,null,null,null,null,null,null,null,null,"","","","",null,null,null,null,"","","","",null,null,null,null,"","","","",null,null,null,null,"","","","",null,null,null,null,"","","","",null,null,null,null,null,null,null,null,null,null,null,null,null,null,null,null,"",""]
[1100.04840212969,null,null,null,null,null,null,null,null,null,null,null,null,null,null,null,null,null,null,null,"","","","",null,null,null,null,"","","","",null,null,null,null,"","","","",null,null,null,null,"","","","",null,null,null,null,"","","","",null,null,null,null,null,null,null,null,null,null,null,null,null,null,null,null,"",""]
[400.00640010240102,null,null,null,null,null,null,null,null,null,null,null,null,null,null,null,null,null,null,null,"","","","",null,null,null,null,"","","","",null,null,null,null,"","","","",null,null,null,null,"","","","",null,null,null,null,"","","","",null,null,null,null,null,null,null,null,null,null,null,null,null,null,null,null,"",""]
[300.00360004319998,null,null,null,null,null,null,null,null,null,null,null,null,null,null,null,null,null,null,null,"","","","",null,null,null,null,"","","","",null,null,null,null,"","","","",null,null,null,null,"","","","",null,null,null,null,"","","","",null,null,null,null,null,null,null,null,null,null,null,null,null,null,null,null,"",""]
[0,null,null,null,null,null,null,null,null,null,null,null,null,null,null,null,null,null,null,null,"","","","",null,null,null,null,"","","","",null,null,null,null,"","","","",null,null,null,null,"","","","",null,null,null,null,"","","","",null,null,null,null,null,null,null,null,null,null,null,null,null,null,null,null,"",""]
[0,null,null,null,null,null,null,null,null,null,null,null,null,null,null,null,null,null,null,null,"","","","",null,null,null,null,"","","","",null,null,null,null,"","","","",null,null,null,null,"","","","",null,null,null,null,"","","","",null,null,null,null,null,null,null,null,null,null,null,null,null,null,null,null,"",""]
[100.0004000016,null,null,null,null,null,null,null,null,null,null,null,null,null,null,null,null,null,null,null,"","","","",null,null,null,null,"","","","",null,null,null,null,"","","","",null,null,null,null,"","","","",null,null,null,null,"","","","",null,null,null,null,null,null,null,null,null,null,null,null,null,null,null,null,"",""]
[200.0016000128,null,null,null,null,null,null,null,null,null,null,null,null,null,null,null,null,null,null,null,"","","","",null,null,null,null,"","","","",null,null,null,null,"","","","",null,null,null,null,"","","","",null,null,null,null,"","","","",null,null,null,null,null,null,null,null,null,null,null,null,null,null,null,null,"",""]
[200.0016000128,null,null,null,null,null,null,null,null,null,null,null,null,null,null,null,null,null,null,null,{"$f":"IF(M75843=\"\",\"\",IF(M75843<Q$3+5*Q$7,M75843,\"\"))","v":""},{"$f":"IF(N75843=\"\",\"\",IF(N75843<R$3+5*R$7,N75843,\"\"))","v":""},{"$f":"IF(O75843=\"\",\"\",IF(O75843<S$3+5*S$7,O75843,\"\"))","v":""},{"$f":"IF(P75843=\"\",\"\",IF(P75843<T$3+5*T$7,P75843,\"\"))","v":""},null,null,null,null,{"$f":"IF(U75843=\"\",\"\",IF(U75843<Y$3+5*Y$7,U75843,\"\"))","v":""},{"$f":"IF(V75843=\"\",\"\",IF(V75843<Z$3+5*Z$7,V75843,\"\"))","v":""},{"$f":"IF(W75843=\"\",\"\",IF(W75843<AA$3+5*AA$7,W75843,\"\"))","v":""},{"$f":"IF(X75843=\"\",\"\",IF(X75843<AB$3+5*AB$7,X75843,\"\"))","v":""},null,null,null,null,{"$f":"IF(AC75843=\"\",\"\",IF(AC75843<AG$3+5*AG$7,AC75843,\"\"))","v":""},{"$f":"IF(AD75843=\"\",\"\",IF(AD75843<AH$3+5*AH$7,AD75843,\"\"))","v":""},{"$f":"IF(AE75843=\"\",\"\",IF(AE75843<AI$3+5*AI$7,AE75843,\"\"))","v":""},{"$f":"IF(AF75843=\"\",\"\",IF(AF75843<AJ$3+5*AJ$7,AF75843,\"\"))","v":""},null,null,null,null,{"$f":"IF(AK75843=\"\",\"\",IF(AK75843<AO$3+5*AO$7,AK75843,\"\"))","v":""},{"$f":"IF(AL75843=\"\",\"\",IF(AL75843<AP$3+5*AP$7,AL75843,\"\"))","v":""},{"$f":"IF(AM75843=\"\",\"\",IF(AM75843<AQ$3+5*AQ$7,AM75843,\"\"))","v":""},{"$f":"IF(AN75843=\"\",\"\",IF(AN75843<AR$3+5*AR$7,AN75843,\"\"))","v":""},null,null,null,null,{"$f":"IF(AS75843=\"\",\"\",IF(AS75843<AW$3+5*AW$7,AS75843,\"\"))","v":""},{"$f":"IF(AT75843=\"\",\"\",IF(AT75843<AX$3+5*AX$7,AT75843,\"\"))","v":""},{"$f":"IF(AU75843=\"\",\"\",IF(AU75843<AY$3+5*AY$7,AU75843,\"\"))","v":""},{"$f":"IF(AV75843=\"\",\"\",IF(AV75843<AZ$3+5*AZ$7,AV75843,\"\"))","v":""},null,null,null,null,null,null,null,null,null,null,null,null,null,null,null,null,"",""]
[100.0004000016,null,null,null,null,null,null,null,null,null,null,null,null,null,null,null,null,null,null,null,"","","","",null,null,null,null,"","","","",null,null,null,null,"","","","",null,null,null,null,"","","","",null,null,null,null,"","","","",null,null,null,null,null,null,null,null,null,null,null,null,null,null,null,null,"",""]
[0,null,null,null,null,null,null,null,null,null,null,null,null,null,null,null,null,null,null,null,"","","","",null,null,null,null,"","","","",null,null,null,null,"","","","",null,null,null,null,"","","","",null,null,null,null,"","","","",null,null,null,null,null,null,null,null,null,null,null,null,null,null,null,null,"",""]
[200.0016000128,null,null,null,null,null,null,null,null,null,null,null,null,null,null,null,null,null,null,null,"","","","",null,null,null,null,"","","","",null,null,null,null,"","","","",null,null,null,null,"","","","",null,null,null,null,"","","","",null,null,null,null,null,null,null,null,null,null,null,null,null,null,null,null,"",""]
[200.0016000128,null,null,null,null,null,null,null,null,null,null,null,null,null,null,null,null,null,null,null,"","","","",null,null,null,null,"","","","",null,null,null,null,"","","","",null,null,null,null,"","","","",null,null,null,null,"","","","",null,null,null,null,null,null,null,null,null,null,null,null,null,null,null,null,"",""]
[0,null,null,null,null,null,null,null,null,null,null,null,null,null,null,null,null,null,null,null,"","","","",null,null,null,null,"","","","",null,null,null,null,"","","","",null,null,null,null,"","","","",null,null,null,null,"","","","",null,null,null,null,null,null,null,null,null,null,null,null,null,null,null,null,"",""]
[0,null,null,null,null,null,null,null,null,null,null,null,null,null,null,null,null,null,null,null,"","","","",null,null,null,null,"","","","",null,null,null,null,"","","","",null,null,null,null,"","","","",null,null,null,null,"","","","",null,null,null,null,null,null,null,null,null,null,null,null,null,null,null,null,"",""]
[0,null,null,null,null,null,null,null,null,null,null,null,null,null,null,null,null,null,null,null,"","","","",null,null,null,null,"","","","",null,null,null,null,"","","","",null,null,null,null,"","","","",null,null,null,null,"","","","",null,null,null,null,null,null,null,null,null,null,null,null,null,null,null,null,"",""]
[100.0004000016,null,null,null,null,null,null,null,null,null,null,null,null,null,null,null,null,null,null,null,"","","","",null,null,null,null,"","","","",null,null,null,null,"","","","",null,null,null,null,"","","","",null,null,null,null,"","","","",null,null,null,null,null,null,null,null,null,null,null,null,null,null,null,null,"",""]
[300.00360004319998,null,null,null,null,null,null,null,null,null,null,null,null,null,null,null,null,null,null,null,"","","","",null,null,null,null,"","","","",null,null,null,null,"","","","",null,null,null,null,"","","","",null,null,null,null,"","","","",null,null,null,null,null,null,null,null,null,null,null,null,null,null,null,null,"",""]
[100.0004000016,null,null,null,null,null,null,null,null,null,null,null,null,null,null,null,null,null,null,null,"","","","",null,null,null,null,"","","","",null,null,null,null,"","","","",null,null,null,null,"","","","",null,null,null,null,"","","","",null,null,null,null,null,null,null,null,null,null,null,null,null,null,null,null,"",""]
[100.0004000016,null,null,null,null,null,null,null,null,null,null,null,null,null,null,null,null,null,null,null,"","","","",null,null,null,null,"","","","",null,null,null,null,"","","","",null,null,null,null,"","","","",null,null,null,null,"","","","",null,null,null,null,null,null,null,null,null,null,null,null,null,null,null,null,"",""]
[300.00360004319998,null,null,null,null,null,null,null,null,null,null,null,null,null,null,null,null,null,null,null,"","","","",null,null,null,null,"","","","",null,null,null,null,"","","","",null,null,null,null,"","","","",null,null,null,null,"","","","",null,null,null,null,null,null,null,null,null,null,null,null,null,null,null,null,"",""]
[200.0016000128,null,null,null,null,null,null,null,null,null,null,null,null,null,null,null,null,null,null,null,"","","","",null,null,null,null,"","","","",null,null,null,null,"","","","",null,null,null,null,"","","","",null,null,null,null,"","","","",null,null,null,null,null,null,null,null,null,null,null,null,null,null,null,null,"",""]
[0,null,null,null,null,null,null,null,null,null,null,null,null,null,null,null,null,null,null,null,"","","","",null,null,null,null,"","","","",null,null,null,null,"","","","",null,null,null,null,"","","","",null,null,null,null,"","","","",null,null,null,null,null,null,null,null,null,null,null,null,null,null,null,null,"",""]
[200.0016000128,null,null,null,null,null,null,null,null,null,null,null,null,null,null,null,null,null,null,null,"","","","",null,null,null,null,"","","","",null,null,null,null,"","","","",null,null,null,null,"","","","",null,null,null,null,"","","","",null,null,null,null,null,null,null,null,null,null,null,null,null,null,null,null,"",""]
[200.0016000128,null,null,null,null,null,null,null,null,null,null,null,null,null,null,null,null,null,null,null,"","","","",null,null,null,null,"","","","",null,null,null,null,"","","","",null,null,null,null,"","","","",null,null,null,null,"","","","",null,null,null,null,null,null,null,null,null,null,null,null,null,null,null,null,"",""]
[0,null,null,null,null,null,null,null,null,null,null,null,null,null,null,null,null,null,null,null,"","","","",null,null,null,null,"","","","",null,null,null,null,"","","","",null,null,null,null,"","","","",null,null,null,null,"","","","",null,null,null,null,null,null,null,null,null,null,null,null,null,null,null,null,"",""]
[0,null,null,null,null,null,null,null,null,null,null,null,null,null,null,null,null,null,null,null,"","","","",null,null,null,null,"","","","",null,null,null,null,"","","","",null,null,null,null,"","","","",null,null,null,null,"","","","",null,null,null,null,null,null,null,null,null,null,null,null,null,null,null,null,"",""]
[0,null,null,null,null,null,null,null,null,null,null,null,null,null,null,null,null,null,null,null,"","","","",null,null,null,null,"","","","",null,null,null,null,"","","","",null,null,null,null,"","","","",null,null,null,null,"","","","",null,null,null,null,null,null,null,null,null,null,null,null,null,null,null,null,"",""]
[100.0004000016,null,null,null,null,null,null,null,null,null,null,null,null,null,null,null,null,null,null,null,"","","","",null,null,null,null,"","","","",null,null,null,null,"","","","",null,null,null,null,"","","","",null,null,null,null,"","","","",null,null,null,null,null,null,null,null,null,null,null,null,null,null,null,null,"",""]
[200.0016000128,null,null,null,null,null,null,null,null,null,null,null,null,null,null,null,null,null,null,null,"","","","",null,null,null,null,"","","","",null,null,null,null,"","","","",null,null,null,null,"","","","",null,null,null,null,"","","","",null,null,null,null,null,null,null,null,null,null,null,null,null,null,null,null,"",""]
[0,null,null,null,null,null,null,null,null,null,null,null,null,null,null,null,null,null,null,null,"","","","",null,null,null,null,"","","","",null,null,null,null,"","","","",null,null,null,null,"","","","",null,null,null,null,"","","","",null,null,null,null,null,null,null,null,null,null,null,null,null,null,null,null,"",""]
[100.0004000016,null,null,null,null,null,null,null,null,null,null,null,null,null,null,null,null,null,null,null,"","","","",null,null,null,null,"","","","",null,null,null,null,"","","","",null,null,null,null,"","","","",null,null,null,null,"","","","",null,null,null,null,null,null,null,null,null,null,null,null,null,null,null,null,"",""]
[200.0016000128,null,null,null,null,null,null,null,null,null,null,null,null,null,null,null,null,null,null,null,"","","","",null,null,null,null,"","","","",null,null,null,null,"","","","",null,null,null,null,"","","","",null,null,null,null,"","","","",null,null,null,null,null,null,null,null,null,null,null,null,null,null,null,null,"",""]
[100.0004000016,null,null,null,null,null,null,null,null,null,null,null,null,null,null,null,null,null,null,null,"","","","",null,null,null,null,"","","","",null,null,null,null,"","","","",null,null,null,null,"","","","",null,null,null,null,"","","","",null,null,null,null,null,null,null,null,null,null,null,null,null,null,null,null,"",""]
[0,null,null,null,null,null,null,null,null,null,null,null,null,null,null,null,null,null,null,null,"","","","",null,null,null,null,"","","","",null,null,null,null,"","","","",null,null,null,null,"","","","",null,null,null,null,"","","","",null,null,null,null,null,null,null,null,null,null,null,null,null,null,null,null,"",""]
[300.00360004319998,null,null,null,null,null,null,null,null,null,null,null,null,null,null,null,null,null,null,null,"","","","",null,null,null,null,"","","","",null,null,null,null,"","","","",null,null,null,null,"","","","",null,null,null,null,"","","","",null,null,null,null,null,null,null,null,null,null,null,null,null,null,null,null,"",""]
[300.00360004319998,null,null,null,null,null,null,null,null,null,null,null,null,null,null,null,null,null,null,null,"","","","",null,null,null,null,"","","","",null,null,null,null,"","","","",null,null,null,null,"","","","",null,null,null,null,"","","","",null,null,null,null,null,null,null,null,null,null,null,null,null,null,null,null,"",""]
[100.0004000016,null,null,null,null,null,null,null,null,null,null,null,null,null,null,null,null,null,null,null,"","","","",null,null,null,null,"","","","",null,null,null,null,"","","","",null,null,null,null,"","","","",null,null,null,null,"","","","",null,null,null,null,null,null,null,null,null,null,null,null,null,null,null,null,"",""]
[100.0004000016,null,null,null,null,null,null,null,null,null,null,null,null,null,null,null,null,null,null,null,"","","","",null,null,null,null,"","","","",null,null,null,null,"","","","",null,null,null,null,"","","","",null,null,null,null,"","","","",null,null,null,null,null,null,null,null,null,null,null,null,null,null,null,null,"",""]
[100.0004000016,null,null,null,null,null,null,null,null,null,null,null,null,null,null,null,null,null,null,null,"","","","",null,null,null,null,"","","","",null,null,null,null,"","","","",null,null,null,null,"","","","",null,null,null,null,"","","","",null,null,null,null,null,null,null,null,null,null,null,null,null,null,null,null,"",""]
[100.0004000016,null,null,null,null,null,null,null,null,null,null,null,null,null,null,null,null,null,null,null,"","","","",null,null,null,null,"","","","",null,null,null,null,"","","","",null,null,null,null,"","","","",null,null,null,null,"","","","",null,null,null,null,null,null,null,null,null,null,null,null,null,null,null,null,"",""]
[200.0016000128,null,null,null,null,null,null,null,null,null,null,null,null,null,null,null,null,null,null,null,"","","","",null,null,null,null,"","","","",null,null,null,null,"","","","",null,null,null,null,"","","","",null,null,null,null,"","","","",null,null,null,null,null,null,null,null,null,null,null,null,null,null,null,null,"",""]
[100.0004000016,null,null,null,null,null,null,null,null,null,null,null,null,null,null,null,null,null,null,null,"","","","",null,null,null,null,"","","","",null,null,null,null,"","","","",null,null,null,null,"","","","",null,null,null,null,"","","","",null,null,null,null,null,null,null,null,null,null,null,null,null,null,null,null,"",""]
[0,null,null,null,null,null,null,null,null,null,null,null,null,null,null,null,null,null,null,null,"","","","",null,null,null,null,"","","","",null,null,null,null,"","","","",null,null,null,null,"","","","",null,null,null,null,"","","","",null,null,null,null,null,null,null,null,null,null,null,null,null,null,null,null,"",""]
[100.0004000016,null,null,null,null,null,null,null,null,null,null,null,null,null,null,null,null,null,null,null,"","","","",null,null,null,null,"","","","",null,null,null,null,"","","","",null,null,null,null,"","","","",null,null,null,null,"","","","",null,null,null,null,null,null,null,null,null,null,null,null,null,null,null,null,"",""]
[300.00360004319998,null,null,null,null,null,null,null,null,null,null,null,null,null,null,null,null,null,null,null,"","","","",null,null,null,null,"","","","",null,null,null,null,"","","","",null,null,null,null,"","","","",null,null,null,null,"","","","",null,null,null,null,null,null,null,null,null,null,null,null,null,null,null,null,"",""]
[200.0016000128,null,null,null,null,null,null,null,null,null,null,null,null,null,null,null,null,null,null,null,"","","","",null,null,null,null,"","","","",null,null,null,null,"","","","",null,null,null,null,"","","","",null,null,null,null,"","","","",null,null,null,null,null,null,null,null,null,null,null,null,null,null,null,null,"",""]
[200.0016000128,null,null,null,null,null,null,null,null,null,null,null,null,null,null,null,null,null,null,null,"","","","",null,null,null,null,"","","","",null,null,null,null,"","","","",null,null,null,null,"","","","",null,null,null,null,"","","","",null,null,null,null,null,null,null,null,null,null,null,null,null,null,null,null,"",""]
[400.00640010240102,null,null,null,null,null,null,null,null,null,null,null,null,null,null,null,null,null,null,null,"","","","",null,null,null,null,"","","","",null,null,null,null,"","","","",null,null,null,null,"","","","",null,null,null,null,"","","","",null,null,null,null,null,null,null,null,null,null,null,null,null,null,null,null,{"$f":"IF(O85305<$BG$3,\"\",O85305)","v":""},{"$f":"IF(P85305<$BH$3,\"\",P85305)","v":""}]
[500.01000020000401,null,null,null,null,null,null,null,null,null,null,null,null,null,null,null,null,null,null,null,"","","","",null,null,null,null,"","","","",null,null,null,null,"","","","",null,null,null,null,"","","","",null,null,null,null,"","","","",null,null,null,null,null,null,null,null,null,null,null,null,null,null,null,null,"",""]
[300.00360004319998,null,null,null,null,null,null,null,null,null,null,null,null,null,null,null,null,null,null,null,"","","","",null,null,null,null,"","","","",null,null,null,null,"","","","",null,null,null,null,"","","","",null,null,null,null,"","","","",null,null,null,null,null,null,null,null,null,null,null,null,null,null,null,null,"",""]
[100.0004000016,null,null,null,null,null,null,null,null,null,null,null,null,null,null,null,null,null,null,null,"","","","",null,null,null,null,"","","","",null,null,null,null,"","","","",null,null,null,null,"","","","",null,null,null,null,"","","","",null,null,null,null,null,null,null,null,null,null,null,null,null,null,null,null,"",""]
[200.0016000128,null,null,null,null,null,null,null,null,null,null,null,null,null,null,null,null,null,null,null,"","","","",null,null,null,null,"","","","",null,null,null,null,"","","","",null,null,null,null,"","","","",null,null,null,null,"","","","",null,null,null,null,null,null,null,null,null,null,null,null,null,null,null,null,"",""]
[200.0016000128,null,null,null,null,null,null,null,null,null,null,null,null,null,null,null,null,null,null,null,"","","","",null,null,null,null,"","","","",null,null,null,null,"","","","",null,null,null,null,"","","","",null,null,null,null,"","","","",null,null,null,null,null,null,null,null,null,null,null,null,null,null,null,null,"",""]
[500.01000020000401,null,null,null,null,null,null,null,null,null,null,null,null,null,null,null,null,null,null,null,"","","","",null,null,null,null,"","","","",null,null,null,null,"","","","",null,null,null,null,"","","","",null,null,null,null,"","","","",null,null,null,null,null,null,null,null,null,null,null,null,null,null,null,null,"",""]
[200.0016000128,null,null,null,null,null,null,null,null,null,null,null,null,null,null,null,null,null,null,null,"","","","",null,null,null,null,"","","","",null,null,null,null,"","","","",null,null,null,null,"","","","",null,null,null,null,"","","","",null,null,null,null,null,null,null,null,null,null,null,null,null,null,null,null,"",""]
[300.00360004319998,null,null,null,null,null,null,null,null,null,null,null,null,null,null,null,null,null,null,null,"","","","",null,null,null,null,"","","","",null,null,null,null,"","","","",null,null,null,null,"","","","",null,null,null,null,"","","","",null,null,null,null,null,null,null,null,null,null,null,null,null,null,null,null,"",""]
[200.0016000128,null,null,null,null,null,null,null,null,null,null,null,null,null,null,null,null,null,null,null,"","","","",null,null,null,null,"","","","",null,null,null,null,"","","","",null,null,null,null,"","","","",null,null,null,null,"","","","",null,null,null,null,null,null,null,null,null,null,null,null,null,null,null,null,"",""]
[300.00360004319998,null,null,null,null,null,null,null,null,null,null,null,null,null,null,null,null,null,null,null,"","","","",null,null,null,null,"","","","",null,null,null,null,"","","","",null,null,null,null,"","","","",null,null,null,null,"","","","",null,null,null,null,null,null,null,null,null,null,null,null,null,null,null,null,"",""]
[100.0004000016,null,null,null,null,null,null,null,null,null,null,null,null,null,null,null,null,null,null,null,"","","","",null,null,null,null,"","","","",null,null,null,null,"","","","",null,null,null,null,"","","","",null,null,null,null,"","","","",null,null,null,null,null,null,null,null,null,null,null,null,null,null,null,null,"",""]
[200.0016000128,null,null,null,null,null,null,null,null,null,null,null,null,null,null,null,null,null,null,null,"","","","",null,null,null,null,"","","","",null,null,null,null,"","","","",null,null,null,null,"","","","",null,null,null,null,"","","","",null,null,null,null,null,null,null,null,null,null,null,null,null,null,null,null,"",""]
[100.0004000016,null,null,null,null,null,null,null,null,null,null,null,null,null,null,null,null,null,null,null,"","","","",null,null,null,null,"","","","",null,null,null,null,"","","","",null,null,null,null,"","","","",null,null,null,null,"","","","",null,null,null,null,null,null,null,null,null,null,null,null,null,null,null,null,"",""]
[200.0016000128,null,null,null,null,null,null,null,null,null,null,null,null,null,null,null,null,null,null,null,"","","","",null,null,null,null,"","","","",null,null,null,null,"","","","",null,null,null,null,"","","","",null,null,null,null,"","","","",null,null,null,null,null,null,null,null,null,null,null,null,null,null,null,null,"",""]
[200.0016000128,null,null,null,null,null,null,null,null,null,null,null,null,null,null,null,null,null,null,null,"","","","",null,null,null,null,"","","","",null,null,null,null,"","","","",null,null,null,null,"","","","",null,null,null,null,"","","","",null,null,null,null,null,null,null,null,null,null,null,null,null,null,null,null,"",""]
[200.0016000128,null,null,null,null,null,null,null,null,null,null,null,null,null,null,null,null,null,null,null,"","","","",null,null,null,null,"","","","",null,null,null,null,"","","","",null,null,null,null,"","","","",null,null,null,null,"","","","",null,null,null,null,null,null,null,null,null,null,null,null,null,null,null,null,"",""]
[100.0004000016,null,null,null,null,null,null,null,null,null,null,null,null,null,null,null,null,null,null,null,"","","","",null,null,null,null,"","","","",null,null,null,null,"","","","",null,null,null,null,"","","","",null,null,null,null,"","","","",null,null,null,null,null,null,null,null,null,null,null,null,null,null,null,null,"",""]
[100.0004000016,null,null,null,null,null,null,null,null,null,null,null,null,null,null,null,null,null,null,null,"","","","",null,null,null,null,"","","","",null,null,null,null,"","","","",null,null,null,null,"","","","",null,null,null,null,"","","","",null,null,null,null,null,null,null,null,null,null,null,null,null,null,null,null,"",""]
[300.00360004319998,null,null,null,null,null,null,null,null,null,null,null,null,null,null,null,null,null,null,null,"","","","",null,null,null,null,"","","","",null,null,null,null,"","","","",null,null,null,null,"","","","",null,null,null,null,"","","","",null,null,null,null,null,null,null,null,null,null,null,null,null,null,null,null,"",""]
[0,null,null,null,null,null,null,null,null,null,null,null,null,null,null,null,null,null,null,null,"","","","",null,null,null,null,"","","","",null,null,null,null,"","","","",null,null,null,null,"","","","",null,null,null,null,"","","","",null,null,null,null,null,null,null,null,null,null,null,null,null,null,null,null,"",""]
[300.00360004319998,null,null,null,null,null,null,null,null,null,null,null,null,null,null,null,null,null,null,null,"","","","",null,null,null,null,"","","","",null,null,null,null,"","","","",null,null,null,null,"","","","",null,null,null,null,"","","","",null,null,null,null,null,null,null,null,null,null,null,null,null,null,null,null,"",""]
[400.00640010240102,null,null,null,null,null,null,null,null,null,null,null,null,null,null,null,null,null,null,null,"","","","",null,null,null,null,"","","","",null,null,null,null,"","","","",null,null,null,null,"","","","",null,null,null,null,"","","","",null,null,null,null,null,null,null,null,null,null,null,null,null,null,null,null,"",""]
[400.00640010240102,null,null,null,null,null,null,null,null,null,null,null,null,null,null,null,null,null,null,null,"","","","",null,null,null,null,"","","","",null,null,null,null,"","","","",null,null,null,null,"","","","",null,null,null,null,"","","","",null,null,null,null,null,null,null,null,null,null,null,null,null,null,null,null,"",""]
[200.0016000128,null,null,null,null,null,null,null,null,null,null,null,null,null,null,null,null,null,null,null,"","","","",null,null,null,null,"","","","",null,null,null,null,"","","","",null,null,null,null,"","","","",null,null,null,null,"","","","",null,null,null,null,null,null,null,null,null,null,null,null,null,null,null,null,"",""]
[300.00360004319998,null,null,null,null,null,null,null,null,null,null,null,null,null,null,null,null,null,null,null,"","","","",null,null,null,null,"","","","",null,null,null,null,"","","","",null,null,null,null,"","","","",null,null,null,null,"","","","",null,null,null,null,null,null,null,null,null,null,null,null,null,null,null,null,"",""]
[0,null,null,null,null,null,null,null,null,null,null,null,null,null,null,null,null,null,null,null,"","","","",null,null,null,null,"","","","",null,null,null,null,"","","","",null,null,null,null,"","","","",null,null,null,null,"","","","",null,null,null,null,null,null,null,null,null,null,null,null,null,null,null,null,"",""]
[200.0016000128,null,null,null,null,null,null,null,null,null,null,null,null,null,null,null,null,null,null,null,"","","","",null,null,null,null,"","","","",null,null,null,null,"","","","",null,null,null,null,"","","","",null,null,null,null,"","","","",null,null,null,null,null,null,null,null,null,null,null,null,null,null,null,null,"",""]
[200.0016000128,null,null,null,null,null,null,null,null,null,null,null,null,null,null,null,null,null,null,null,"","","","",null,null,null,null,"","","","",null,null,null,null,"","","","",null,null,null,null,"","","","",null,null,null,null,"","","","",null,null,null,null,null,null,null,null,null,null,null,null,null,null,null,null,"",""]
[100.0004000016,null,null,null,null,null,null,null,null,null,null,null,null,null,null,null,null,null,null,null,"","","","",null,null,null,null,"","","","",null,null,null,null,"","","","",null,null,null,null,"","","","",null,null,null,null,"","","","",null,null,null,null,null,null,null,null,null,null,null,null,null,null,null,null,"",""]
[100.0004000016,null,null,null,null,null,null,null,null,null,null,null,null,null,null,null,null,null,null,null,"","","","",null,null,null,null,"","","","",null,null,null,null,"","","","",null,null,null,null,"","","","",null,null,null,null,"","","","",null,null,null,null,null,null,null,null,null,null,null,null,null,null,null,null,"",""]
[400.00640010240102,null,null,null,null,null,null,null,null,null,null,null,null,null,null,null,null,null,null,null,"","","","",null,null,null,null,"","","","",null,null,null,null,"","","","",null,null,null,null,"","","","",null,null,null,null,"","","","",null,null,null,null,null,null,null,null,null,null,null,null,null,null,null,null,"",""]
[0,null,null,null,null,null,null,null,null,null,null,null,null,null,null,null,null,null,null,null,"","","","",null,null,null,null,"","","","",null,null,null,null,"","","","",null,null,null,null,"","","","",null,null,null,null,"","","","",null,null,null,null,null,null,null,null,null,null,null,null,null,null,null,null,"",""]
[300.00360004319998,null,null,null,null,null,null,null,null,null,null,null,null,null,null,null,null,null,null,null,"","","","",null,null,null,null,"","","","",null,null,null,null,"","","","",null,null,null,null,"","","","",null,null,null,null,"","","","",null,null,null,null,null,null,null,null,null,null,null,null,null,null,null,null,"",""]
[200.0016000128,null,null,null,null,null,null,null,null,null,null,null,null,null,null,null,null,null,null,null,"","","","",null,null,null,null,"","","","",null,null,null,null,"","","","",null,null,null,null,"","","","",null,null,null,null,"","","","",null,null,null,null,null,null,null,null,null,null,null,null,null,null,null,null,"",""]
[100.0004000016,null,null,null,null,null,null,null,null,null,null,null,null,null,null,null,null,null,null,null,"","","","",null,null,null,null,"","","","",null,null,null,null,"","","","",null,null,null,null,"","","","",null,null,null,null,"","","","",null,null,null,null,null,null,null,null,null,null,null,null,null,null,null,null,"",""]
[0,null,null,null,null,null,null,null,null,null,null,null,null,null,null,null,null,null,null,null,"","","","",null,null,null,null,"","","","",null,null,null,null,"","","","",null,null,null,null,"","","","",null,null,null,null,"","","","",null,null,null,null,null,null,null,null,null,null,null,null,null,null,null,null,"",""]
[200.0016000128,null,null,null,null,null,null,null,null,null,null,null,null,null,null,null,null,null,null,null,"","","","",null,null,null,null,"","","","",null,null,null,null,"","","","",null,null,null,null,"","","","",null,null,null,null,"","","","",null,null,null,null,null,null,null,null,null,null,null,null,null,null,null,null,"",""]
[400.00640010240102,null,null,null,null,null,null,null,null,null,null,null,null,null,null,null,null,null,null,null,"","","","",null,null,null,null,"","","","",null,null,null,null,"","","","",null,null,null,null,"","","","",null,null,null,null,"","","","",null,null,null,null,null,null,null,null,null,null,null,null,null,null,null,null,"",""]
[300.00360004319998,null,null,null,null,null,null,null,null,null,null,null,null,null,null,null,null,null,null,null,"","","","",null,null,null,null,"","","","",null,null,null,null,"","","","",null,null,null,null,"","","","",null,null,null,null,"","","","",null,null,null,null,null,null,null,null,null,null,null,null,null,null,null,null,"",""]
[200.0016000128,null,null,null,null,null,null,null,null,null,null,null,null,null,null,null,null,null,null,null,"","","","",null,null,null,null,"","","","",null,null,null,null,"","","","",null,null,null,null,"","","","",null,null,null,null,"","","","",null,null,null,null,null,null,null,null,null,null,null,null,null,null,null,null,"",""]
[200.0016000128,null,null,null,null,null,null,null,null,null,null,null,null,null,null,null,null,null,null,null,"","","","",null,null,null,null,"","","","",null,null,null,null,"","","","",null,null,null,null,"","","","",null,null,null,null,"","","","",null,null,null,null,null,null,null,null,null,null,null,null,null,null,null,null,"",""]
[400.00640010240102,null,null,null,null,null,null,null,null,null,null,null,null,null,null,null,null,null,null,null,"","","","",null,null,null,null,"","","","",null,null,null,null,"","","","",null,null,null,null,"","","","",null,null,null,null,"","","","",null,null,null,null,null,null,null,null,null,null,null,null,null,null,null,null,"",""]
[0,null,null,null,null,null,null,null,null,null,null,null,null,null,null,null,null,null,null,null,"","","","",null,null,null,null,"","","","",null,null,null,null,"","","","",null,null,null,null,"","","","",null,null,null,null,"","","","",null,null,null,null,null,null,null,null,null,null,null,null,null,null,null,null,"",""]
[100.0004000016,null,null,null,null,null,null,null,null,null,null,null,null,null,null,null,null,null,null,null,"","","","",null,null,null,null,"","","","",null,null,null,null,"","","","",null,null,null,null,"","","","",null,null,null,null,"","","","",null,null,null,null,null,null,null,null,null,null,null,null,null,null,null,null,"",""]
[0,null,null,null,null,null,null,null,null,null,null,null,null,null,null,null,null,null,null,null,"","","","",null,null,null,null,"","","","",null,null,null,null,"","","","",null,null,null,null,"","","","",null,null,null,null,"","","","",null,null,null,null,null,null,null,null,null,null,null,null,null,null,null,null,"",""]
[0,null,null,null,null,null,null,null,null,null,null,null,null,null,null,null,null,null,null,null,"","","","",null,null,null,null,"","","","",null,null,null,null,"","","","",null,null,null,null,"","","","",null,null,null,null,"","","","",null,null,null,null,null,null,null,null,null,null,null,null,null,null,null,null,"",""]
[500.01000020000401,null,null,null,null,null,null,null,null,null,null,null,null,null,null,null,null,null,null,null,"","","","",null,null,null,null,"","","","",null,null,null,null,"","","","",null,null,null,null,"","","","",null,null,null,null,"","","","",null,null,null,null,null,null,null,null,null,null,null,null,null,null,null,null,"",""]
[0,null,null,null,null,null,null,null,null,null,null,null,null,null,null,null,null,null,null,null,"","","","",null,null,null,null,"","","","",null,null,null,null,"","","","",null,null,null,null,"","","","",null,null,null,null,"","","","",null,null,null,null,null,null,null,null,null,null,null,null,null,null,null,null,"",""]
[0,null,null,null,null,null,null,null,null,null,null,null,null,null,null,null,null,null,null,null,"","","","",null,null,null,null,"","","","",null,null,null,null,"","","","",null,null,null,null,"","","","",null,null,null,null,"","","","",null,null,null,null,null,null,null,null,null,null,null,null,null,null,null,null,"",""]
[100.0004000016,null,null,null,null,null,null,null,null,null,null,null,null,null,null,null,null,null,null,null,"","","","",null,null,null,null,"","","","",null,null,null,null,"","","","",null,null,null,null,"","","","",null,null,null,null,"","","","",null,null,null,null,null,null,null,null,null,null,null,null,null,null,null,null,"",""]
[100.0004000016,null,null,null,null,null,null,null,null,null,null,null,null,null,null,null,null,null,null,null,"","","","",null,null,null,null,"","","","",null,null,null,null,"","","","",null,null,null,null,"","","","",null,null,null,null,"","","","",null,null,null,null,null,null,null,null,null,null,null,null,null,null,null,null,"",""]
[0,null,null,null,null,null,null,null,null,null,null,null,null,null,null,null,null,null,null,null,"","","","",null,null,null,null,"","","","",null,null,null,null,"","","","",null,null,null,null,"","","","",null,null,null,null,"","","","",null,null,null,null,null,null,null,null,null,null,null,null,null,null,null,null,"",""]
[100.0004000016,null,null,null,null,null,null,null,null,null,null,null,null,null,null,null,null,null,null,null,"","","","",null,null,null,null,"","","","",null,null,null,null,"","","","",null,null,null,null,"","","","",null,null,null,null,"","","","",null,null,null,null,null,null,null,null,null,null,null,null,null,null,null,null,"",""]
[200.0016000128,null,null,null,null,null,null,null,null,null,null,null,null,null,null,null,null,null,null,null,"","","","",null,null,null,null,"","","","",null,null,null,null,"","","","",null,null,null,null,"","","","",null,null,null,null,"","","","",null,null,null,null,null,null,null,null,null,null,null,null,null,null,null,null,"",""]
[400.00640010240102,null,null,null,null,null,null,null,null,null,null,null,null,null,null,null,null,null,null,null,"","","","",null,null,null,null,"","","","",null,null,null,null,"","","","",null,null,null,null,"","","","",null,null,null,null,"","","","",null,null,null,null,null,null,null,null,null,null,null,null,null,null,null,null,"",""]
[300.00360004319998,null,null,null,null,null,null,null,null,null,null,null,null,null,null,null,null,null,null,null,"","","","",null,null,null,null,"","","","",null,null,null,null,"","","","",null,null,null,null,"","","","",null,null,null,null,"","","","",null,null,null,null,null,null,null,null,null,null,null,null,null,null,null,null,"",""]
[300.00360004319998,null,null,null,null,null,null,null,null,null,null,null,null,null,null,null,null,null,null,null,"","","","",null,null,null,null,"","","","",null,null,null,null,"","","","",null,null,null,null,"","","","",null,null,null,null,"","","","",null,null,null,null,null,null,null,null,null,null,null,null,null,null,null,null,"",""]
[200.0016000128,null,null,null,null,null,null,null,null,null,null,null,null,null,null,null,null,null,null,null,"","","","",null,null,null,null,"","","","",null,null,null,null,"","","","",null,null,null,null,"","","","",null,null,null,null,"","","","",null,null,null,null,null,null,null,null,null,null,null,null,null,null,null,null,"",""]
[100.0004000016,null,null,null,null,null,null,null,null,null,null,null,null,null,null,null,null,null,null,null,"","","","",null,null,null,null,"","","","",null,null,null,null,"","","","",null,null,null,null,"","","","",null,null,null,null,"","","","",null,null,null,null,null,null,null,null,null,null,null,null,null,null,null,null,"",""]
[100.0004000016,null,null,null,null,null,null,null,null,null,null,null,null,null,null,null,null,null,null,null,"","","","",null,null,null,null,"","","","",null,null,null,null,"","","","",null,null,null,null,"","","","",null,null,null,null,"","","","",null,null,null,null,null,null,null,null,null,null,null,null,null,null,null,null,"",""]
[200.0016000128,null,null,null,null,null,null,null,null,null,null,null,null,null,null,null,null,null,null,null,"","","","",null,null,null,null,"","","","",null,null,null,null,"","","","",null,null,null,null,"","","","",null,null,null,null,"","","","",null,null,null,null,null,null,null,null,null,null,null,null,null,null,null,null,"",""]
[100.0004000016,null,null,null,null,null,null,null,null,null,null,null,null,null,null,null,null,null,null,null,"","","","",null,null,null,null,"","","","",null,null,null,null,"","","","",null,null,null,null,"","","","",null,null,null,null,"","","","",null,null,null,null,null,null,null,null,null,null,null,null,null,null,null,null,"",""]
[200.0016000128,null,null,null,null,null,null,null,null,null,null,null,null,null,null,null,null,null,null,null,"","","","",null,null,null,null,"","","","",null,null,null,null,"","","","",null,null,null,null,"","","","",null,null,null,null,"","","","",null,null,null,null,null,null,null,null,null,null,null,null,null,null,null,null,"",""]
[0,null,null,null,null,null,null,null,null,null,null,null,null,null,null,null,null,null,null,null,"","","","",null,null,null,null,"","","","",null,null,null,null,"","","","",null,null,null,null,"","","","",null,null,null,null,"","","","",null,null,null,null,null,null,null,null,null,null,null,null,null,null,null,null,{"$f":"IF(O100793<$BG$3,\"\",O100793)","v":""},{"$f":"IF(P100793<$BH$3,\"\",P100793)","v":""}]
[200.0016000128,null,null,null,null,null,null,null,null,null,null,null,null,null,null,null,null,null,null,null,"","","","",null,null,null,null,"","","","",null,null,null,null,"","","","",null,null,null,null,"","","","",null,null,null,null,"","","","",null,null,null,null,null,null,null,null,null,null,null,null,null,null,null,null,"",""]
[0,null,null,null,null,null,null,null,null,null,null,null,null,null,null,null,null,null,null,null,"","","","",null,null,null,null,"","","","",null,null,null,null,"","","","",null,null,null,null,"","","","",null,null,null,null,"","","","",null,null,null,null,null,null,null,null,null,null,null,null,null,null,null,null,"",""]
[100.0004000016,null,null,null,null,null,null,null,null,null,null,null,null,null,null,null,null,null,null,null,"","","","",null,null,null,null,"","","","",null,null,null,null,"","","","",null,null,null,null,"","","","",null,null,null,null,"","","","",null,null,null,null,null,null,null,null,null,null,null,null,null,null,null,null,{"$f":"IF(O101369<$BG$3,\"\",O101369)","v":""},{"$f":"IF(P101369<$BH$3,\"\",P101369)","v":""}]
[100.0004000016,null,null,null,null,null,null,null,null,null,null,null,null,null,null,null,null,null,null,null,"","","","",null,null,null,null,"","","","",null,null,null,null,"","","","",null,null,null,null,"","","","",null,null,null,null,"","","","",null,null,null,null,null,null,null,null,null,null,null,null,null,null,null,null,"",""]
[300.00360004319998,null,null,null,null,null,null,null,null,null,null,null,null,null,null,null,null,null,null,null,"","","","",null,null,null,null,"","","","",null,null,null,null,"","","","",null,null,null,null,"","","","",null,null,null,null,"","","","",null,null,null,null,null,null,null,null,null,null,null,null,null,null,null,null,"",""]
[200.0016000128,null,null,null,null,null,null,null,null,null,null,null,null,null,null,null,null,null,null,null,"","","","",null,null,null,null,"","","","",null,null,null,null,"","","","",null,null,null,null,"","","","",null,null,null,null,"","","","",null,null,null,null,null,null,null,null,null,null,null,null,null,null,null,null,"",""]
[200.0016000128,null,null,null,null,null,null,null,null,null,null,null,null,null,null,null,null,null,null,null,"","","","",null,null,null,null,"","","","",null,null,null,null,"","","","",null,null,null,null,"","","","",null,null,null,null,"","","","",null,null,null,null,null,null,null,null,null,null,null,null,null,null,null,null,"",""]
[100.0004000016,null,null,null,null,null,null,null,null,null,null,null,null,null,null,null,null,null,null,null,"","","","",null,null,null,null,"","","","",null,null,null,null,"","","","",null,null,null,null,"","","","",null,null,null,null,"","","","",null,null,null,null,null,null,null,null,null,null,null,null,null,null,null,null,"",""]
[500.01000020000401,null,null,null,null,null,null,null,null,null,null,null,null,null,null,null,null,null,null,null,"","","","",null,null,null,null,"","","","",null,null,null,null,"","","","",null,null,null,null,"","","","",null,null,null,null,"","","","",null,null,null,null,null,null,null,null,null,null,null,null,null,null,null,null,"",""]
[200.0016000128,null,null,null,null,null,null,null,null,null,null,null,null,null,null,null,null,null,null,null,"","","","",null,null,null,null,"","","","",null,null,null,null,"","","","",null,null,null,null,"","","","",null,null,null,null,"","","","",null,null,null,null,null,null,null,null,null,null,null,null,null,null,null,null,"",""]
[200.0016000128,null,null,null,null,null,null,null,null,null,null,null,null,null,null,null,null,null,null,null,"","","","",null,null,null,null,"","","","",null,null,null,null,"","","","",null,null,null,null,"","","","",null,null,null,null,"","","","",null,null,null,null,null,null,null,null,null,null,null,null,null,null,null,null,"",""]
[200.0016000128,null,null,null,null,null,null,null,null,null,null,null,null,null,null,null,null,null,null,null,"","","","",null,null,null,null,"","","","",null,null,null,null,"","","","",null,null,null,null,"","","","",null,null,null,null,"","","","",null,null,null,null,null,null,null,null,null,null,null,null,null,null,null,null,"",""]
[100.0004000016,null,null,null,null,null,null,null,null,null,null,null,null,null,null,null,null,null,null,null,"","","","",null,null,null,null,"","","","",null,null,null,null,"","","","",null,null,null,null,"","","","",null,null,null,null,"","","","",null,null,null,null,null,null,null,null,null,null,null,null,null,null,null,null,"",""]
[100.0004000016,null,null,null,null,null,null,null,null,null,null,null,null,null,null,null,null,null,null,null,"","","","",null,null,null,null,"","","","",null,null,null,null,"","","","",null,null,null,null,"","","","",null,null,null,null,"","","","",null,null,null,null,null,null,null,null,null,null,null,null,null,null,null,null,"",""]
[300.00360004319998,null,null,null,null,null,null,null,null,null,null,null,null,null,null,null,null,null,null,null,"","","","",null,null,null,null,"","","","",null,null,null,null,"","","","",null,null,null,null,"","","","",null,null,null,null,"","","","",null,null,null,null,null,null,null,null,null,null,null,null,null,null,null,null,"",""]
[0,null,null,null,null,null,null,null,null,null,null,null,null,null,null,null,null,null,null,null,"","","","",null,null,null,null,"","","","",null,null,null,null,"","","","",null,null,null,null,"","","","",null,null,null,null,"","","","",null,null,null,null,null,null,null,null,null,null,null,null,null,null,null,null,"",""]
[500.01000020000401,null,null,null,null,null,null,null,null,null,null,null,null,null,null,null,null,null,null,null,"","","","",null,null,null,null,"","","","",null,null,null,null,"","","","",null,null,null,null,"","","","",null,null,null,null,"","","","",null,null,null,null,null,null,null,null,null,null,null,null,null,null,null,null,"",""]
[100.0004000016,null,null,null,null,null,null,null,null,null,null,null,null,null,null,null,null,null,null,null,"","","","",null,null,null,null,"","","","",null,null,null,null,"","","","",null,null,null,null,"","","","",null,null,null,null,"","","","",null,null,null,null,null,null,null,null,null,null,null,null,null,null,null,null,"",""]
[100.0004000016,null,null,null,null,null,null,null,null,null,null,null,null,null,null,null,null,null,null,null,"","","","",null,null,null,null,"","","","",null,null,null,null,"","","","",null,null,null,null,"","","","",null,null,null,null,"","","","",null,null,null,null,null,null,null,null,null,null,null,null,null,null,null,null,"",""]
[200.0016000128,null,null,null,null,null,null,null,null,null,null,null,null,null,null,null,null,null,null,null,"","","","",null,null,null,null,"","","","",null,null,null,null,"","","","",null,null,null,null,"","","","",null,null,null,null,"","","","",null,null,null,null,null,null,null,null,null,null,null,null,null,null,null,null,"",""]
[0,null,null,null,null,null,null,null,null,null,null,null,null,null,null,null,null,null,null,null,"","","","",null,null,null,null,"","","","",null,null,null,null,"","","","",null,null,null,null,"","","","",null,null,null,null,"","","","",null,null,null,null,null,null,null,null,null,null,null,null,null,null,null,null,"",""]
[200.0016000128,null,null,null,null,null,null,null,null,null,null,null,null,null,null,null,null,null,null,null,"","","","",null,null,null,null,"","","","",null,null,null,null,"","","","",null,null,null,null,"","","","",null,null,null,null,"","","","",null,null,null,null,null,null,null,null,null,null,null,null,null,null,null,null,"",""]
[100.0004000016,null,null,null,null,null,null,null,null,null,null,null,null,null,null,null,null,null,null,null,"","","","",null,null,null,null,"","","","",null,null,null,null,"","","","",null,null,null,null,"","","","",null,null,null,null,"","","","",null,null,null,null,null,null,null,null,null,null,null,null,null,null,null,null,"",""]
[200.0016000128,null,null,null,null,null,null,null,null,null,null,null,null,null,null,null,null,null,null,null,"","","","",null,null,null,null,"","","","",null,null,null,null,"","","","",null,null,null,null,"","","","",null,null,null,null,"","","","",null,null,null,null,null,null,null,null,null,null,null,null,null,null,null,null,"",""]
[200.0016000128,null,null,null,null,null,null,null,null,null,null,null,null,null,null,null,null,null,null,null,"","","","",null,null,null,null,"","","","",null,null,null,null,"","","","",null,null,null,null,"","","","",null,null,null,null,"","","","",null,null,null,null,null,null,null,null,null,null,null,null,null,null,null,null,"",""]
[200.0016000128,null,null,null,null,null,null,null,null,null,null,null,null,null,null,null,null,null,null,null,"","","","",null,null,null,null,"","","","",null,null,null,null,"","","","",null,null,null,null,"","","","",null,null,null,null,"","","","",null,null,null,null,null,null,null,null,null,null,null,null,null,null,null,null,"",""]
[300.00360004319998,null,null,null,null,null,null,null,null,null,null,null,null,null,null,null,null,null,null,null,"","","","",null,null,null,null,"","","","",null,null,null,null,"","","","",null,null,null,null,"","","","",null,null,null,null,"","","","",null,null,null,null,null,null,null,null,null,null,null,null,null,null,null,null,"",""]
[300.00360004319998,null,null,null,null,null,null,null,null,null,null,null,null,null,null,null,null,null,null,null,"","","","",null,null,null,null,"","","","",null,null,null,null,"","","","",null,null,null,null,"","","","",null,null,null,null,"","","","",null,null,null,null,null,null,null,null,null,null,null,null,null,null,null,null,"",""]
[200.0016000128,null,null,null,null,null,null,null,null,null,null,null,null,null,null,null,null,null,null,null,"","","","",null,null,null,null,"","","","",null,null,null,null,"","","","",null,null,null,null,"","","","",null,null,null,null,"","","","",null,null,null,null,null,null,null,null,null,null,null,null,null,null,null,null,"",""]
[100.0004000016,null,null,null,null,null,null,null,null,null,null,null,null,null,null,null,null,null,null,null,"","","","",null,null,null,null,"","","","",null,null,null,null,"","","","",null,null,null,null,"","","","",null,null,null,null,"","","","",null,null,null,null,null,null,null,null,null,null,null,null,null,null,null,null,"",""]
[100.0004000016,null,null,null,null,null,null,null,null,null,null,null,null,null,null,null,null,null,null,null,"","","","",null,null,null,null,"","","","",null,null,null,null,"","","","",null,null,null,null,"","","","",null,null,null,null,"","","","",null,null,null,null,null,null,null,null,null,null,null,null,null,null,null,null,"",""]
[100.0004000016,null,null,null,null,null,null,null,null,null,null,null,null,null,null,null,null,null,null,null,"","","","",null,null,null,null,"","","","",null,null,null,null,"","","","",null,null,null,null,"","","","",null,null,null,null,"","","","",null,null,null,null,null,null,null,null,null,null,null,null,null,null,null,null,"",""]
[0,null,null,null,null,null,null,null,null,null,null,null,null,null,null,null,null,null,null,null,"","","","",null,null,null,null,"","","","",null,null,null,null,"","","","",null,null,null,null,"","","","",null,null,null,null,"","","","",null,null,null,null,null,null,null,null,null,null,null,null,null,null,null,null,"",""]
[0,null,null,null,null,null,null,null,null,null,null,null,null,null,null,null,null,null,null,null,"","","","",null,null,null,null,"","","","",null,null,null,null,"","","","",null,null,null,null,"","","","",null,null,null,null,"","","","",null,null,null,null,null,null,null,null,null,null,null,null,null,null,null,null,"",""]
[0,null,null,null,null,null,null,null,null,null,null,null,null,null,null,null,null,null,null,null,"","","","",null,null,null,null,"","","","",null,null,null,null,"","","","",null,null,null,null,"","","","",null,null,null,null,"","","","",null,null,null,null,null,null,null,null,null,null,null,null,null,null,null,null,"",""]
[100.0004000016,null,null,null,null,null,null,null,null,null,null,null,null,null,null,null,null,null,null,null,"","","","",null,null,null,null,"","","","",null,null,null,null,"","","","",null,null,null,null,"","","","",null,null,null,null,"","","","",null,null,null,null,null,null,null,null,null,null,null,null,null,null,null,null,"",""]
[100.0004000016,null,null,null,null,null,null,null,null,null,null,null,null,null,null,null,null,null,null,null,"","","","",null,null,null,null,"","","","",null,null,null,null,"","","","",null,null,null,null,"","","","",null,null,null,null,"","","","",null,null,null,null,null,null,null,null,null,null,null,null,null,null,null,null,"",""]
[400.00640010240102,null,null,null,null,null,null,null,null,null,null,null,null,null,null,null,null,null,null,null,"","","","",null,null,null,null,"","","","",null,null,null,null,"","","","",null,null,null,null,"","","","",null,null,null,null,"","","","",null,null,null,null,null,null,null,null,null,null,null,null,null,null,null,null,"",""]
[100.0004000016,null,null,null,null,null,null,null,null,null,null,null,null,null,null,null,null,null,null,null,"","","","",null,null,null,null,"","","","",null,null,null,null,"","","","",null,null,null,null,"","","","",null,null,null,null,"","","","",null,null,null,null,null,null,null,null,null,null,null,null,null,null,null,null,"",""]
[100.0004000016,null,null,null,null,null,null,null,null,null,null,null,null,null,null,null,null,null,null,null,"","","","",null,null,null,null,"","","","",null,null,null,null,"","","","",null,null,null,null,"","","","",null,null,null,null,"","","","",null,null,null,null,null,null,null,null,null,null,null,null,null,null,null,null,"",""]
[300.00360004319998,null,null,null,null,null,null,null,null,null,null,null,null,null,null,null,null,null,null,null,"","","","",null,null,null,null,"","","","",null,null,null,null,"","","","",null,null,null,null,"","","","",null,null,null,null,"","","","",null,null,null,null,null,null,null,null,null,null,null,null,null,null,null,null,"",""]
[0,null,null,null,null,null,null,null,null,null,null,null,null,null,null,null,null,null,null,null,"","","","",null,null,null,null,"","","","",null,null,null,null,"","","","",null,null,null,null,"","","","",null,null,null,null,"","","","",null,null,null,null,null,null,null,null,null,null,null,null,null,null,null,null,"",""]
[100.0004000016,null,null,null,null,null,null,null,null,null,null,null,null,null,null,null,null,null,null,null,"","","","",null,null,null,null,"","","","",null,null,null,null,"","","","",null,null,null,null,"","","","",null,null,null,null,"","","","",null,null,null,null,null,null,null,null,null,null,null,null,null,null,null,null,"",""]
[0,null,null,null,null,null,null,null,null,null,null,null,null,null,null,null,null,null,null,null,"","","","",null,null,null,null,"","","","",null,null,null,null,"","","","",null,null,null,null,"","","","",null,null,null,null,"","","","",null,null,null,null,null,null,null,null,null,null,null,null,null,null,null,null,"",""]
[300.00360004319998,null,null,null,null,null,null,null,null,null,null,null,null,null,null,null,null,null,null,null,"","","","",null,null,null,null,"","","","",null,null,null,null,"","","","",null,null,null,null,"","","","",null,null,null,null,"","","","",null,null,null,null,null,null,null,null,null,null,null,null,null,null,null,null,"",""]
[100.0004000016,null,null,null,null,null,null,null,null,null,null,null,null,null,null,null,null,null,null,null,"","","","",null,null,null,null,"","","","",null,null,null,null,"","","","",null,null,null,null,"","","","",null,null,null,null,"","","","",null,null,null,null,null,null,null,null,null,null,null,null,null,null,null,null,"",""]
[100.0004000016,null,null,null,null,null,null,null,null,null,null,null,null,null,null,null,null,null,null,null,"","","","",null,null,null,null,"","","","",null,null,null,null,"","","","",null,null,null,null,"","","","",null,null,null,null,"","","","",null,null,null,null,null,null,null,null,null,null,null,null,null,null,null,null,"",""]
[100.0004000016,null,null,null,null,null,null,null,null,null,null,null,null,null,null,null,null,null,null,null,"","","","",null,null,null,null,"","","","",null,null,null,null,"","","","",null,null,null,null,"","","","",null,null,null,null,"","","","",null,null,null,null,null,null,null,null,null,null,null,null,null,null,null,null,"",""]
[0,null,null,null,null,null,null,null,null,null,null,null,null,null,null,null,null,null,null,null,"","","","",null,null,null,null,"","","","",null,null,null,null,"","","","",null,null,null,null,"","","","",null,null,null,null,"","","","",null,null,null,null,null,null,null,null,null,null,null,null,null,null,null,null,"",""]
[200.0016000128,null,null,null,null,null,null,null,null,null,null,null,null,null,null,null,null,null,null,null,"","","","",null,null,null,null,"","","","",null,null,null,null,"","","","",null,null,null,null,"","","","",null,null,null,null,"","","","",null,null,null,null,null,null,null,null,null,null,null,null,null,null,null,null,"",""]
[0,null,null,null,null,null,null,null,null,null,null,null,null,null,null,null,null,null,null,null,"","","","",null,null,null,null,"","","","",null,null,null,null,"","","","",null,null,null,null,"","","","",null,null,null,null,"","","","",null,null,null,null,null,null,null,null,null,null,null,null,null,null,null,null,"",""]
[200.0016000128,null,null,null,null,null,null,null,null,null,null,null,null,null,null,null,null,null,null,null,"","","","",null,null,null,null,"","","","",null,null,null,null,"","","","",null,null,null,null,"","","","",null,null,null,null,"","","","",null,null,null,null,null,null,null,null,null,null,null,null,null,null,null,null,"",""]
[200.0016000128,null,null,null,null,null,null,null,null,null,null,null,null,null,null,null,null,null,null,null,"","","","",null,null,null,null,"","","","",null,null,null,null,"","","","",null,null,null,null,"","","","",null,null,null,null,"","","","",null,null,null,null,null,null,null,null,null,null,null,null,null,null,null,null,"",""]
[200.0016000128,null,null,null,null,null,null,null,null,null,null,null,null,null,null,null,null,null,null,null,{"$f":"IF(M113539=\"\",\"\",IF(M113539<Q$3+5*Q$7,M113539,\"\"))","v":""},{"$f":"IF(N113539=\"\",\"\",IF(N113539<R$3+5*R$7,N113539,\"\"))","v":""},{"$f":"IF(O113539=\"\",\"\",IF(O113539<S$3+5*S$7,O113539,\"\"))","v":""},{"$f":"IF(P113539=\"\",\"\",IF(P113539<T$3+5*T$7,P113539,\"\"))","v":""},null,null,null,null,{"$f":"IF(U113539=\"\",\"\",IF(U113539<Y$3+5*Y$7,U113539,\"\"))","v":""},{"$f":"IF(V113539=\"\",\"\",IF(V113539<Z$3+5*Z$7,V113539,\"\"))","v":""},{"$f":"IF(W113539=\"\",\"\",IF(W113539<AA$3+5*AA$7,W113539,\"\"))","v":""},{"$f":"IF(X113539=\"\",\"\",IF(X113539<AB$3+5*AB$7,X113539,\"\"))","v":""},null,null,null,null,{"$f":"IF(AC113539=\"\",\"\",IF(AC113539<AG$3+5*AG$7,AC113539,\"\"))","v":""},{"$f":"IF(AD113539=\"\",\"\",IF(AD113539<AH$3+5*AH$7,AD113539,\"\"))","v":""},{"$f":"IF(AE113539=\"\",\"\",IF(AE113539<AI$3+5*AI$7,AE113539,\"\"))","v":""},{"$f":"IF(AF113539=\"\",\"\",IF(AF113539<AJ$3+5*AJ$7,AF113539,\"\"))","v":""},null,null,null,null,{"$f":"IF(AK113539=\"\",\"\",IF(AK113539<AO$3+5*AO$7,AK113539,\"\"))","v":""},{"$f":"IF(AL113539=\"\",\"\",IF(AL113539<AP$3+5*AP$7,AL113539,\"\"))","v":""},{"$f":"IF(AM113539=\"\",\"\",IF(AM113539<AQ$3+5*AQ$7,AM113539,\"\"))","v":""},{"$f":"IF(AN113539=\"\",\"\",IF(AN113539<AR$3+5*AR$7,AN113539,\"\"))","v":""},null,null,null,null,{"$f":"IF(AS113539=\"\",\"\",IF(AS113539<AW$3+5*AW$7,AS113539,\"\"))","v":""},{"$f":"IF(AT113539=\"\",\"\",IF(AT113539<AX$3+5*AX$7,AT113539,\"\"))","v":""},{"$f":"IF(AU113539=\"\",\"\",IF(AU113539<AY$3+5*AY$7,AU113539,\"\"))","v":""},{"$f":"IF(AV113539=\"\",\"\",IF(AV113539<AZ$3+5*AZ$7,AV113539,\"\"))","v":""},null,null,null,null,null,null,null,null,null,null,null,null,null,null,null,null,"",""]
[200.0016000128,null,null,null,null,null,null,null,null,null,null,null,null,null,null,null,null,null,null,null,"","","","",null,null,null,null,"","","","",null,null,null,null,"","","","",null,null,null,null,"","","","",null,null,null,null,"","","","",null,null,null,null,null,null,null,null,null,null,null,null,null,null,null,null,"",""]
[100.0004000016,null,null,null,null,null,null,null,null,null,null,null,null,null,null,null,null,null,null,null,"","","","",null,null,null,null,"","","","",null,null,null,null,"","","","",null,null,null,null,"","","","",null,null,null,null,"","","","",null,null,null,null,null,null,null,null,null,null,null,null,null,null,null,null,"",""]
[200.0016000128,null,null,null,null,null,null,null,null,null,null,null,null,null,null,null,null,null,null,null,"","","","",null,null,null,null,"","","","",null,null,null,null,"","","","",null,null,null,null,"","","","",null,null,null,null,"","","","",null,null,null,null,null,null,null,null,null,null,null,null,null,null,null,null,"",""]
[0,null,null,null,null,null,null,null,null,null,null,null,null,null,null,null,null,null,null,null,"","","","",null,null,null,null,"","","","",null,null,null,null,"","","","",null,null,null,null,"","","","",null,null,null,null,"","","","",null,null,null,null,null,null,null,null,null,null,null,null,null,null,null,null,"",""]
[0,null,null,null,null,null,null,null,null,null,null,null,null,null,null,null,null,null,null,null,"","","","",null,null,null,null,"","","","",null,null,null,null,"","","","",null,null,null,null,"","","","",null,null,null,null,"","","","",null,null,null,null,null,null,null,null,null,null,null,null,null,null,null,null,"",""]
[400.00640010240102,null,null,null,null,null,null,null,null,null,null,null,null,null,null,null,null,null,null,null,"","","","",null,null,null,null,"","","","",null,null,null,null,"","","","",null,null,null,null,"","","","",null,null,null,null,"","","","",null,null,null,null,null,null,null,null,null,null,null,null,null,null,null,null,"",""]
[100.0004000016,null,null,null,null,null,null,null,null,null,null,null,null,null,null,null,null,null,null,null,"","","","",null,null,null,null,"","","","",null,null,null,null,"","","","",null,null,null,null,"","","","",null,null,null,null,"","","","",null,null,null,null,null,null,null,null,null,null,null,null,null,null,null,null,"",""]
[0,null,null,null,null,null,null,null,null,null,null,null,null,null,null,null,null,null,null,null,"","","","",null,null,null,null,"","","","",null,null,null,null,"","","","",null,null,null,null,"","","","",null,null,null,null,"","","","",null,null,null,null,null,null,null,null,null,null,null,null,null,null,null,null,"",""]
[200.0016000128,null,null,null,null,null,null,null,null,null,null,null,null,null,null,null,null,null,null,null,"","","","",null,null,null,null,"","","","",null,null,null,null,"","","","",null,null,null,null,"","","","",null,null,null,null,"","","","",null,null,null,null,null,null,null,null,null,null,null,null,null,null,null,null,"",""]
[100.0004000016,null,null,null,null,null,null,null,null,null,null,null,null,null,null,null,null,null,null,null,"","","","",null,null,null,null,"","","","",null,null,null,null,"","","","",null,null,null,null,"","","","",null,null,null,null,"","","","",null,null,null,null,null,null,null,null,null,null,null,null,null,null,null,null,"",""]
[200.0016000128,null,null,null,null,null,null,null,null,null,null,null,null,null,null,null,null,null,null,null,"","","","",null,null,null,null,"","","","",null,null,null,null,"","","","",null,null,null,null,"","","","",null,null,null,null,"","","","",null,null,null,null,null,null,null,null,null,null,null,null,null,null,null,null,"",""]
[0,null,null,null,null,null,null,null,null,null,null,null,null,null,null,null,null,null,null,null,"","","","",null,null,null,null,"","","","",null,null,null,null,"","","","",null,null,null,null,"","","","",null,null,null,null,"","","","",null,null,null,null,null,null,null,null,null,null,null,null,null,null,null,null,"",""]
[100.0004000016,null,null,null,null,null,null,null,null,null,null,null,null,null,null,null,null,null,null,null,"","","","",null,null,null,null,"","","","",null,null,null,null,"","","","",null,null,null,null,"","","","",null,null,null,null,"","","","",null,null,null,null,null,null,null,null,null,null,null,null,null,null,null,null,"",""]
[400.00640010240102,null,null,null,null,null,null,null,null,null,null,null,null,null,null,null,null,null,null,null,"","","","",null,null,null,null,"","","","",null,null,null,null,"","","","",null,null,null,null,"","","","",null,null,null,null,"","","","",null,null,null,null,null,null,null,null,null,null,null,null,null,null,null,null,"",""]
[0,null,null,null,null,null,null,null,null,null,null,null,null,null,null,null,null,null,null,null,"","","","",null,null,null,null,"","","","",null,null,null,null,"","","","",null,null,null,null,"","","","",null,null,null,null,"","","","",null,null,null,null,null,null,null,null,null,null,null,null,null,null,null,null,"",""]
[100.0004000016,null,null,null,null,null,null,null,null,null,null,null,null,null,null,null,null,null,null,null,"","","","",null,null,null,null,"","","","",null,null,null,null,"","","","",null,null,null,null,"","","","",null,null,null,null,"","","","",null,null,null,null,null,null,null,null,null,null,null,null,null,null,null,null,"",""]
[200.0016000128,null,null,null,null,null,null,null,null,null,null,null,null,null,null,null,null,null,null,null,"","","","",null,null,null,null,"","","","",null,null,null,null,"","","","",null,null,null,null,"","","","",null,null,null,null,"","","","",null,null,null,null,null,null,null,null,null,null,null,null,null,null,null,null,"",""]
[200.0016000128,null,null,null,null,null,null,null,null,null,null,null,null,null,null,null,null,null,null,null,"","","","",null,null,null,null,"","","","",null,null,null,null,"","","","",null,null,null,null,"","","","",null,null,null,null,"","","","",null,null,null,null,null,null,null,null,null,null,null,null,null,null,null,null,"",""]
[0,null,null,null,null,null,null,null,null,null,null,null,null,null,null,null,null,null,null,null,"","","","",null,null,null,null,"","","","",null,null,null,null,"","","","",null,null,null,null,"","","","",null,null,null,null,"","","","",null,null,null,null,null,null,null,null,null,null,null,null,null,null,null,null,"",""]
[100.0004000016,null,null,null,null,null,null,null,null,null,null,null,null,null,null,null,null,null,null,null,"","","","",null,null,null,null,"","","","",null,null,null,null,"","","","",null,null,null,null,"","","","",null,null,null,null,"","","","",null,null,null,null,null,null,null,null,null,null,null,null,null,null,null,null,"",""]
[200.0016000128,null,null,null,null,null,null,null,null,null,null,null,null,null,null,null,null,null,null,null,"","","","",null,null,null,null,"","","","",null,null,null,null,"","","","",null,null,null,null,"","","","",null,null,null,null,"","","","",null,null,null,null,null,null,null,null,null,null,null,null,null,null,null,null,"",""]
[100.0004000016,null,null,null,null,null,null,null,null,null,null,null,null,null,null,null,null,null,null,null,"","","","",null,null,null,null,"","","","",null,null,null,null,"","","","",null,null,null,null,"","","","",null,null,null,null,"","","","",null,null,null,null,null,null,null,null,null,null,null,null,null,null,null,null,"",""]
[0,null,null,null,null,null,null,null,null,null,null,null,null,null,null,null,null,null,null,null,"","","","",null,null,null,null,"","","","",null,null,null,null,"","","","",null,null,null,null,"","","","",null,null,null,null,"","","","",null,null,null,null,null,null,null,null,null,null,null,null,null,null,null,null,"",""]
[100.0004000016,null,null,null,null,null,null,null,null,null,null,null,null,null,null,null,null,null,null,null,"","","","",null,null,null,null,"","","","",null,null,null,null,"","","","",null,null,null,null,"","","","",null,null,null,null,"","","","",null,null,null,null,null,null,null,null,null,null,null,null,null,null,null,null,"",""]
[200.0016000128,null,null,null,null,null,null,null,null,null,null,null,null,null,null,null,null,null,null,null,"","","","",null,null,null,null,"","","","",null,null,null,null,"","","","",null,null,null,null,"","","","",null,null,null,null,"","","","",null,null,null,null,null,null,null,null,null,null,null,null,null,null,null,null,"",""]
[100.0004000016,null,null,null,null,null,null,null,null,null,null,null,null,null,null,null,null,null,null,null,"","","","",null,null,null,null,"","","","",null,null,null,null,"","","","",null,null,null,null,"","","","",null,null,null,null,"","","","",null,null,null,null,null,null,null,null,null,null,null,null,null,null,null,null,"",""]
[200.0016000128,null,null,null,null,null,null,null,null,null,null,null,null,null,null,null,null,null,null,null,"","","","",null,null,null,null,"","","","",null,null,null,null,"","","","",null,null,null,null,"","","","",null,null,null,null,"","","","",null,null,null,null,null,null,null,null,null,null,null,null,null,null,null,null,"",""]
[0,null,null,null,null,null,null,null,null,null,null,null,null,null,null,null,null,null,null,null,"","","","",null,null,null,null,"","","","",null,null,null,null,"","","","",null,null,null,null,"","","","",null,null,null,null,"","","","",null,null,null,null,null,null,null,null,null,null,null,null,null,null,null,null,"",""]
[100.0004000016,null,null,null,null,null,null,null,null,null,null,null,null,null,null,null,null,null,null,null,"","","","",null,null,null,null,"","","","",null,null,null,null,"","","","",null,null,null,null,"","","","",null,null,null,null,"","","","",null,null,null,null,null,null,null,null,null,null,null,null,null,null,null,null,"",""]
[200.0016000128,null,null,null,null,null,null,null,null,null,null,null,null,null,null,null,null,null,null,null,"","","","",null,null,null,null,"","","","",null,null,null,null,"","","","",null,null,null,null,"","","","",null,null,null,null,"","","","",null,null,null,null,null,null,null,null,null,null,null,null,null,null,null,null,"",""]
[0,null,null,null,null,null,null,null,null,null,null,null,null,null,null,null,null,null,null,null,"","","","",null,null,null,null,"","","","",null,null,null,null,"","","","",null,null,null,null,"","","","",null,null,null,null,"","","","",null,null,null,null,null,null,null,null,null,null,null,null,null,null,null,null,"",""]
[200.0016000128,null,null,null,null,null,null,null,null,null,null,null,null,null,null,null,null,null,null,null,"","","","",null,null,null,null,"","","","",null,null,null,null,"","","","",null,null,null,null,"","","","",null,null,null,null,"","","","",null,null,null,null,null,null,null,null,null,null,null,null,null,null,null,null,"",""]
[200.0016000128,null,null,null,null,null,null,null,null,null,null,null,null,null,null,null,null,null,null,null,"","","","",null,null,null,null,"","","","",null,null,null,null,"","","","",null,null,null,null,"","","","",null,null,null,null,"","","","",null,null,null,null,null,null,null,null,null,null,null,null,null,null,null,null,"",""]
[100.0004000016,null,null,null,null,null,null,null,null,null,null,null,null,null,null,null,null,null,null,null,"","","","",null,null,null,null,"","","","",null,null,null,null,"","","","",null,null,null,null,"","","","",null,null,null,null,"","","","",null,null,null,null,null,null,null,null,null,null,null,null,null,null,null,null,"",""]
[400.00640010240102,null,null,null,null,null,null,null,null,null,null,null,null,null,null,null,null,null,null,null,"","","","",null,null,null,null,"","","","",null,null,null,null,"","","","",null,null,null,null,"","","","",null,null,null,null,"","","","",null,null,null,null,null,null,null,null,null,null,null,null,null,null,null,null,"",""]
[300.00360004319998,null,null,null,null,null,null,null,null,null,null,null,null,null,null,null,null,null,null,null,"","","","",null,null,null,null,"","","","",null,null,null,null,"","","","",null,null,null,null,"","","","",null,null,null,null,"","","","",null,null,null,null,null,null,null,null,null,null,null,null,null,null,null,null,"",""]
[300.00360004319998,null,null,null,null,null,null,null,null,null,null,null,null,null,null,null,null,null,null,null,"","","","",null,null,null,null,"","","","",null,null,null,null,"","","","",null,null,null,null,"","","","",null,null,null,null,"","","","",null,null,null,null,null,null,null,null,null,null,null,null,null,null,null,null,"",""]
[100.0004000016,null,null,null,null,null,null,null,null,null,null,null,null,null,null,null,null,null,null,null,"","","","",null,null,null,null,"","","","",null,null,null,null,"","","","",null,null,null,null,"","","","",null,null,null,null,"","","","",null,null,null,null,null,null,null,null,null,null,null,null,null,null,null,null,"",""]
[200.0016000128,null,null,null,null,null,null,null,null,null,null,null,null,null,null,null,null,null,null,null,"","","","",null,null,null,null,"","","","",null,null,null,null,"","","","",null,null,null,null,"","","","",null,null,null,null,"","","","",null,null,null,null,null,null,null,null,null,null,null,null,null,null,null,null,"",""]
[300.00360004319998,null,null,null,null,null,null,null,null,null,null,null,null,null,null,null,null,null,null,null,"","","","",null,null,null,null,"","","","",null,null,null,null,"","","","",null,null,null,null,"","","","",null,null,null,null,"","","","",null,null,null,null,null,null,null,null,null,null,null,null,null,null,null,null,"",""]
[0,null,null,null,null,null,null,null,null,null,null,null,null,null,null,null,null,null,null,null,"","","","",null,null,null,null,"","","","",null,null,null,null,"","","","",null,null,null,null,"","","","",null,null,null,null,"","","","",null,null,null,null,null,null,null,null,null,null,null,null,null,null,null,null,"",""]
[26928.975577721601,null,null,null,null,null,null,null,null,null,null,null,null,null,null,null,null,null,null,null,"","","","",null,null,null,null,"","","","",null,null,null,null,"","","","",null,null,null,null,"","","","",null,null,null,null,"","","","",null,null,null,null,null,null,null,null,null,null,null,null,null,null,null,null,"",""]
[100.0004000016,null,null,null,null,null,null,null,null,null,null,null,null,null,null,null,null,null,null,null,"","","","",null,null,null,null,"","","","",null,null,null,null,"","","","",null,null,null,null,"","","","",null,null,null,null,"","","","",null,null,null,null,null,null,null,null,null,null,null,null,null,null,null,null,"",""]
[100.0004000016,null,null,null,null,null,null,null,null,null,null,null,null,null,null,null,null,null,null,null,"","","","",null,null,null,null,"","","","",null,null,null,null,"","","","",null,null,null,null,"","","","",null,null,null,null,"","","","",null,null,null,null,null,null,null,null,null,null,null,null,null,null,null,null,"",""]
[200.0016000128,null,null,null,null,null,null,null,null,null,null,null,null,null,null,null,null,null,null,null,"","","","",null,null,null,null,"","","","",null,null,null,null,"","","","",null,null,null,null,"","","","",null,null,null,null,"","","","",null,null,null,null,null,null,null,null,null,null,null,null,null,null,null,null,"",""]
[0,null,null,null,null,null,null,null,null,null,null,null,null,null,null,null,null,null,null,null,"","","","",null,null,null,null,"","","","",null,null,null,null,"","","","",null,null,null,null,"","","","",null,null,null,null,"","","","",null,null,null,null,null,null,null,null,null,null,null,null,null,null,null,null,"",""]
[0,null,null,null,null,null,null,null,null,null,null,null,null,null,null,null,null,null,null,null,"","","","",null,null,null,null,"","","","",null,null,null,null,"","","","",null,null,null,null,"","","","",null,null,null,null,"","","","",null,null,null,null,null,null,null,null,null,null,null,null,null,null,null,null,"",""]
[100.0004000016,null,null,null,null,null,null,null,null,null,null,null,null,null,null,null,null,null,null,null,"","","","",null,null,null,null,"","","","",null,null,null,null,"","","","",null,null,null,null,"","","","",null,null,null,null,"","","","",null,null,null,null,null,null,null,null,null,null,null,null,null,null,null,null,"",""]
[300.00360004319998,null,null,null,null,null,null,null,null,null,null,null,null,null,null,null,null,null,null,null,"","","","",null,null,null,null,"","","","",null,null,null,null,"","","","",null,null,null,null,"","","","",null,null,null,null,"","","","",null,null,null,null,null,null,null,null,null,null,null,null,null,null,null,null,"",""]
[100.0004000016,null,null,null,null,null,null,null,null,null,null,null,null,null,null,null,null,null,null,null,"","","","",null,null,null,null,"","","","",null,null,null,null,"","","","",null,null,null,null,"","","","",null,null,null,null,"","","","",null,null,null,null,null,null,null,null,null,null,null,null,null,null,null,null,"",""]
[400.00640010240102,null,null,null,null,null,null,null,null,null,null,null,null,null,null,null,null,null,null,null,"","","","",null,null,null,null,"","","","",null,null,null,null,"","","","",null,null,null,null,"","","","",null,null,null,null,"","","","",null,null,null,null,null,null,null,null,null,null,null,null,null,null,null,null,"",""]
[100.0004000016,null,null,null,null,null,null,null,null,null,null,null,null,null,null,null,null,null,null,null,"","","","",null,null,null,null,"","","","",null,null,null,null,"","","","",null,null,null,null,"","","","",null,null,null,null,"","","","",null,null,null,null,null,null,null,null,null,null,null,null,null,null,null,null,"",""]
[400.00640010240102,null,null,null,null,null,null,null,null,null,null,null,null,null,null,null,null,null,null,null,"","","","",null,null,null,null,"","","","",null,null,null,null,"","","","",null,null,null,null,"","","","",null,null,null,null,"","","","",null,null,null,null,null,null,null,null,null,null,null,null,null,null,null,null,"",""]
[0,null,null,null,null,null,null,null,null,null,null,null,null,null,null,null,null,null,null,null,"","","","",null,null,null,null,"","","","",null,null,null,null,"","","","",null,null,null,null,"","","","",null,null,null,null,"","","","",null,null,null,null,null,null,null,null,null,null,null,null,null,null,null,null,"",""]
[0,null,null,null,null,null,null,null,null,null,null,null,null,null,null,null,null,null,null,null,"","","","",null,null,null,null,"","","","",null,null,null,null,"","","","",null,null,null,null,"","","","",null,null,null,null,"","","","",null,null,null,null,null,null,null,null,null,null,null,null,null,null,null,null,"",""]
[200.0016000128,null,null,null,null,null,null,null,null,null,null,null,null,null,null,null,null,null,null,null,"","","","",null,null,null,null,"","","","",null,null,null,null,"","","","",null,null,null,null,"","","","",null,null,null,null,"","","","",null,null,null,null,null,null,null,null,null,null,null,null,null,null,null,null,"",""]
[100.0004000016,null,null,null,null,null,null,null,null,null,null,null,null,null,null,null,null,null,null,null,"","","","",null,null,null,null,"","","","",null,null,null,null,"","","","",null,null,null,null,"","","","",null,null,null,null,"","","","",null,null,null,null,null,null,null,null,null,null,null,null,null,null,null,null,{"$f":"IF(O119929<$BG$3,\"\",O119929)","v":""},{"$f":"IF(P119929<$BH$3,\"\",P119929)","v":""}]
[100.0004000016,null,null,null,null,null,null,null,null,null,null,null,null,null,null,null,null,null,null,null,"","","","",null,null,null,null,"","","","",null,null,null,null,"","","","",null,null,null,null,"","","","",null,null,null,null,"","","","",null,null,null,null,null,null,null,null,null,null,null,null,null,null,null,null,"",""]
[100.0004000016,null,null,null,null,null,null,null,null,null,null,null,null,null,null,null,null,null,null,null,"","","","",null,null,null,null,"","","","",null,null,null,null,"","","","",null,null,null,null,"","","","",null,null,null,null,"","","","",null,null,null,null,null,null,null,null,null,null,null,null,null,null,null,null,"",""]
[200.0016000128,null,null,null,null,null,null,null,null,null,null,null,null,null,null,null,null,null,null,null,"","","","",null,null,null,null,"","","","",null,null,null,null,"","","","",null,null,null,null,"","","","",null,null,null,null,"","","","",null,null,null,null,null,null,null,null,null,null,null,null,null,null,null,null,"",""]
[100.0004000016,null,null,null,null,null,null,null,null,null,null,null,null,null,null,null,null,null,null,null,"","","","",null,null,null,null,"","","","",null,null,null,null,"","","","",null,null,null,null,"","","","",null,null,null,null,"","","","",null,null,null,null,null,null,null,null,null,null,null,null,null,null,null,null,"",""]
[100.0004000016,null,null,null,null,null,null,null,null,null,null,null,null,null,null,null,null,null,null,null,"","","","",null,null,null,null,"","","","",null,null,null,null,"","","","",null,null,null,null,"","","","",null,null,null,null,"","","","",null,null,null,null,null,null,null,null,null,null,null,null,null,null,null,null,"",""]
[0,null,null,null,null,null,null,null,null,null,null,null,null,null,null,null,null,null,null,null,"","","","",null,null,null,null,"","","","",null,null,null,null,"","","","",null,null,null,null,"","","","",null,null,null,null,"","","","",null,null,null,null,null,null,null,null,null,null,null,null,null,null,null,null,"",""]
[0,null,null,null,null,null,null,null,null,null,null,null,null,null,null,null,null,null,null,null,"","","","",null,null,null,null,"","","","",null,null,null,null,"","","","",null,null,null,null,"","","","",null,null,null,null,"","","","",null,null,null,null,null,null,null,null,null,null,null,null,null,null,null,null,"",""]
[300.00360004319998,null,null,null,null,null,null,null,null,null,null,null,null,null,null,null,null,null,null,null,"","","","",null,null,null,null,"","","","",null,null,null,null,"","","","",null,null,null,null,"","","","",null,null,null,null,"","","","",null,null,null,null,null,null,null,null,null,null,null,null,null,null,null,null,"",""]
[30336.768163013501,null,null,null,null,null,null,null,null,null,null,null,null,null,null,null,null,null,null,null,"","","","",null,null,null,null,"","","","",null,null,null,null,"","","","",null,null,null,null,"","","","",null,null,null,null,"","","","",null,null,null,null,null,null,null,null,null,null,null,null,null,null,null,null,"",""]
[400.00640010240102,null,null,null,null,null,null,null,null,null,null,null,null,null,null,null,null,null,null,null,{"$f":"IF(M119939=\"\",\"\",IF(M119939<Q$3+5*Q$7,M119939,\"\"))","v":""},{"$f":"IF(N119939=\"\",\"\",IF(N119939<R$3+5*R$7,N119939,\"\"))","v":""},{"$f":"IF(O119939=\"\",\"\",IF(O119939<S$3+5*S$7,O119939,\"\"))","v":""},{"$f":"IF(P119939=\"\",\"\",IF(P119939<T$3+5*T$7,P119939,\"\"))","v":""},null,null,null,null,{"$f":"IF(U119939=\"\",\"\",IF(U119939<Y$3+5*Y$7,U119939,\"\"))","v":""},{"$f":"IF(V119939=\"\",\"\",IF(V119939<Z$3+5*Z$7,V119939,\"\"))","v":""},{"$f":"IF(W119939=\"\",\"\",IF(W119939<AA$3+5*AA$7,W119939,\"\"))","v":""},{"$f":"IF(X119939=\"\",\"\",IF(X119939<AB$3+5*AB$7,X119939,\"\"))","v":""},null,null,null,null,{"$f":"IF(AC119939=\"\",\"\",IF(AC119939<AG$3+5*AG$7,AC119939,\"\"))","v":""},{"$f":"IF(AD119939=\"\",\"\",IF(AD119939<AH$3+5*AH$7,AD119939,\"\"))","v":""},{"$f":"IF(AE119939=\"\",\"\",IF(AE119939<AI$3+5*AI$7,AE119939,\"\"))","v":""},{"$f":"IF(AF119939=\"\",\"\",IF(AF119939<AJ$3+5*AJ$7,AF119939,\"\"))","v":""},null,null,null,null,{"$f":"IF(AK119939=\"\",\"\",IF(AK119939<AO$3+5*AO$7,AK119939,\"\"))","v":""},{"$f":"IF(AL119939=\"\",\"\",IF(AL119939<AP$3+5*AP$7,AL119939,\"\"))","v":""},{"$f":"IF(AM119939=\"\",\"\",IF(AM119939<AQ$3+5*AQ$7,AM119939,\"\"))","v":""},{"$f":"IF(AN119939=\"\",\"\",IF(AN119939<AR$3+5*AR$7,AN119939,\"\"))","v":""},null,null,null,null,{"$f":"IF(AS119939=\"\",\"\",IF(AS119939<AW$3+5*AW$7,AS119939,\"\"))","v":""},{"$f":"IF(AT119939=\"\",\"\",IF(AT119939<AX$3+5*AX$7,AT119939,\"\"))","v":""},{"$f":"IF(AU119939=\"\",\"\",IF(AU119939<AY$3+5*AY$7,AU119939,\"\"))","v":""},{"$f":"IF(AV119939=\"\",\"\",IF(AV119939<AZ$3+5*AZ$7,AV119939,\"\"))","v":""},null,null,null,null,null,null,null,null,null,null,null,null,null,null,null,null,"",""]
[0,null,null,null,null,null,null,null,null,null,null,null,null,null,null,null,null,null,null,null,"","","","",null,null,null,null,"","","","",null,null,null,null,"","","","",null,null,null,null,"","","","",null,null,null,null,"","","","",null,null,null,null,null,null,null,null,null,null,null,null,null,null,null,null,"",""]
[300.00360004319998,null,null,null,null,null,null,null,null,null,null,null,null,null,null,null,null,null,null,null,"","","","",null,null,null,null,"","","","",null,null,null,null,"","","","",null,null,null,null,"","","","",null,null,null,null,"","","","",null,null,null,null,null,null,null,null,null,null,null,null,null,null,null,null,"",""]
[100.0004000016,null,null,null,null,null,null,null,null,null,null,null,null,null,null,null,null,null,null,null,"","","","",null,null,null,null,"","","","",null,null,null,null,"","","","",null,null,null,null,"","","","",null,null,null,null,"","","","",null,null,null,null,null,null,null,null,null,null,null,null,null,null,null,null,"",""]
[100.0004000016,null,null,null,null,null,null,null,null,null,null,null,null,null,null,null,null,null,null,null,"","","","",null,null,null,null,"","","","",null,null,null,null,"","","","",null,null,null,null,"","","","",null,null,null,null,"","","","",null,null,null,null,null,null,null,null,null,null,null,null,null,null,null,null,"",""]
[0,null,null,null,null,null,null,null,null,null,null,null,null,null,null,null,null,null,null,null,"","","","",null,null,null,null,"","","","",null,null,null,null,"","","","",null,null,null,null,"","","","",null,null,null,null,"","","","",null,null,null,null,null,null,null,null,null,null,null,null,null,null,null,null,"",""]
[0,null,null,null,null,null,null,null,null,null,null,null,null,null,null,null,null,null,null,null,"","","","",null,null,null,null,"","","","",null,null,null,null,"","","","",null,null,null,null,"","","","",null,null,null,null,"","","","",null,null,null,null,null,null,null,null,null,null,null,null,null,null,null,null,"",""]
[0,null,null,null,null,null,null,null,null,null,null,null,null,null,null,null,null,null,null,null,"","","","",null,null,null,null,"","","","",null,null,null,null,"","","","",null,null,null,null,"","","","",null,null,null,null,"","","","",null,null,null,null,null,null,null,null,null,null,null,null,null,null,null,null,"",""]
[300.00360004319998,null,null,null,null,null,null,null,null,null,null,null,null,null,null,null,null,null,null,null,"","","","",null,null,null,null,"","","","",null,null,null,null,"","","","",null,null,null,null,"","","","",null,null,null,null,"","","","",null,null,null,null,null,null,null,null,null,null,null,null,null,null,null,null,"",""]
[300.00360004319998,null,null,null,null,null,null,null,null,null,null,null,null,null,null,null,null,null,null,null,"","","","",null,null,null,null,"","","","",null,null,null,null,"","","","",null,null,null,null,"","","","",null,null,null,null,"","","","",null,null,null,null,null,null,null,null,null,null,null,null,null,null,null,null,"",""]
[200.0016000128,null,null,null,null,null,null,null,null,null,null,null,null,null,null,null,null,null,null,null,"","","","",null,null,null,null,"","","","",null,null,null,null,"","","","",null,null,null,null,"","","","",null,null,null,null,"","","","",null,null,null,null,null,null,null,null,null,null,null,null,null,null,null,null,"",""]
[300.00360004319998,null,null,null,null,null,null,null,null,null,null,null,null,null,null,null,null,null,null,null,"","","","",null,null,null,null,"","","","",null,null,null,null,"","","","",null,null,null,null,"","","","",null,null,null,null,"","","","",null,null,null,null,null,null,null,null,null,null,null,null,null,null,null,null,"",""]
[300.00360004319998,null,null,null,null,null,null,null,null,null,null,null,null,null,null,null,null,null,null,null,"","","","",null,null,null,null,"","","","",null,null,null,null,"","","","",null,null,null,null,"","","","",null,null,null,null,"","","","",null,null,null,null,null,null,null,null,null,null,null,null,null,null,null,null,"",""]
[100.0004000016,null,null,null,null,null,null,null,null,null,null,null,null,null,null,null,null,null,null,null,"","","","",null,null,null,null,"","","","",null,null,null,null,"","","","",null,null,null,null,"","","","",null,null,null,null,"","","","",null,null,null,null,null,null,null,null,null,null,null,null,null,null,null,null,"",""]
[400.00640010240102,null,null,null,null,null,null,null,null,null,null,null,null,null,null,null,null,null,null,null,"","","","",null,null,null,null,"","","","",null,null,null,null,"","","","",null,null,null,null,"","","","",null,null,null,null,"","","","",null,null,null,null,null,null,null,null,null,null,null,null,null,null,null,null,"",""]
[400.00640010240102,null,null,null,null,null,null,null,null,null,null,null,null,null,null,null,null,null,null,null,"","","","",null,null,null,null,"","","","",null,null,null,null,"","","","",null,null,null,null,"","","","",null,null,null,null,"","","","",null,null,null,null,null,null,null,null,null,null,null,null,null,null,null,null,"",""]
[300.00360004319998,null,null,null,null,null,null,null,null,null,null,null,null,null,null,null,null,null,null,null,"","","","",null,null,null,null,"","","","",null,null,null,null,"","","","",null,null,null,null,"","","","",null,null,null,null,"","","","",null,null,null,null,null,null,null,null,null,null,null,null,null,null,null,null,"",""]
[200.0016000128,null,null,null,null,null,null,null,null,null,null,null,null,null,null,null,null,null,null,null,"","","","",null,null,null,null,"","","","",null,null,null,null,"","","","",null,null,null,null,"","","","",null,null,null,null,"","","","",null,null,null,null,null,null,null,null,null,null,null,null,null,null,null,null,"",""]
[200.0016000128,null,null,null,null,null,null,null,null,null,null,null,null,null,null,null,null,null,null,null,"","","","",null,null,null,null,"","","","",null,null,null,null,"","","","",null,null,null,null,"","","","",null,null,null,null,"","","","",null,null,null,null,null,null,null,null,null,null,null,null,null,null,null,null,"",""]
[400.00640010240102,null,null,null,null,null,null,null,null,null,null,null,null,null,null,null,null,null,null,null,"","","","",null,null,null,null,"","","","",null,null,null,null,"","","","",null,null,null,null,"","","","",null,null,null,null,"","","","",null,null,null,null,null,null,null,null,null,null,null,null,null,null,null,null,"",""]
[200.0016000128,null,null,null,null,null,null,null,null,null,null,null,null,null,null,null,null,null,null,null,"","","","",null,null,null,null,"","","","",null,null,null,null,"","","","",null,null,null,null,"","","","",null,null,null,null,"","","","",null,null,null,null,null,null,null,null,null,null,null,null,null,null,null,null,"",""]
[300.00360004319998,null,null,null,null,null,null,null,null,null,null,null,null,null,null,null,null,null,null,null,"","","","",null,null,null,null,"","","","",null,null,null,null,"","","","",null,null,null,null,"","","","",null,null,null,null,"","","","",null,null,null,null,null,null,null,null,null,null,null,null,null,null,null,null,"",""]
[300.00360004319998,null,null,null,null,null,null,null,null,null,null,null,null,null,null,null,null,null,null,null,"","","","",null,null,null,null,"","","","",null,null,null,null,"","","","",null,null,null,null,"","","","",null,null,null,null,"","","","",null,null,null,null,null,null,null,null,null,null,null,null,null,null,null,null,"",""]
[300.00360004319998,null,null,null,null,null,null,null,null,null,null,null,null,null,null,null,null,null,null,null,"","","","",null,null,null,null,"","","","",null,null,null,null,"","","","",null,null,null,null,"","","","",null,null,null,null,"","","","",null,null,null,null,null,null,null,null,null,null,null,null,null,null,null,null,"",""]
[100.0004000016,null,null,null,null,null,null,null,null,null,null,null,null,null,null,null,null,null,null,null,"","","","",null,null,null,null,"","","","",null,null,null,null,"","","","",null,null,null,null,"","","","",null,null,null,null,"","","","",null,null,null,null,null,null,null,null,null,null,null,null,null,null,null,null,"",""]
[300.00360004319998,null,null,null,null,null,null,null,null,null,null,null,null,null,null,null,null,null,null,null,"","","","",null,null,null,null,"","","","",null,null,null,null,"","","","",null,null,null,null,"","","","",null,null,null,null,"","","","",null,null,null,null,null,null,null,null,null,null,null,null,null,null,null,null,"",""]
[200.0016000128,null,null,null,null,null,null,null,null,null,null,null,null,null,null,null,null,null,null,null,"","","","",null,null,null,null,"","","","",null,null,null,null,"","","","",null,null,null,null,"","","","",null,null,null,null,"","","","",null,null,null,null,null,null,null,null,null,null,null,null,null,null,null,null,"",""]
[200.0016000128,null,null,null,null,null,null,null,null,null,null,null,null,null,null,null,null,null,null,null,"","","","",null,null,null,null,"","","","",null,null,null,null,"","","","",null,null,null,null,"","","","",null,null,null,null,"","","","",null,null,null,null,null,null,null,null,null,null,null,null,null,null,null,null,"",""]
[100.0004000016,null,null,null,null,null,null,null,null,null,null,null,null,null,null,null,null,null,null,null,"","","","",null,null,null,null,"","","","",null,null,null,null,"","","","",null,null,null,null,"","","","",null,null,null,null,"","","","",null,null,null,null,null,null,null,null,null,null,null,null,null,null,null,null,"",""]
[100.0004000016,null,null,null,null,null,null,null,null,null,null,null,null,null,null,null,null,null,null,null,"","","","",null,null,null,null,"","","","",null,null,null,null,"","","","",null,null,null,null,"","","","",null,null,null,null,"","","","",null,null,null,null,null,null,null,null,null,null,null,null,null,null,null,null,"",""]
[100.0004000016,null,null,null,null,null,null,null,null,null,null,null,null,null,null,null,null,null,null,null,"","","","",null,null,null,null,"","","","",null,null,null,null,"","","","",null,null,null,null,"","","","",null,null,null,null,"","","","",null,null,null,null,null,null,null,null,null,null,null,null,null,null,null,null,"",""]
[100.0004000016,null,null,null,null,null,null,null,null,null,null,null,null,null,null,null,null,null,null,null,"","","","",null,null,null,null,"","","","",null,null,null,null,"","","","",null,null,null,null,"","","","",null,null,null,null,"","","","",null,null,null,null,null,null,null,null,null,null,null,null,null,null,null,null,"",""]
[100.0004000016,null,null,null,null,null,null,null,null,null,null,null,null,null,null,null,null,null,null,null,"","","","",null,null,null,null,"","","","",null,null,null,null,"","","","",null,null,null,null,"","","","",null,null,null,null,"","","","",null,null,null,null,null,null,null,null,null,null,null,null,null,null,null,null,"",""]
[200.0016000128,null,null,null,null,null,null,null,null,null,null,null,null,null,null,null,null,null,null,null,"","","","",null,null,null,null,"","","","",null,null,null,null,"","","","",null,null,null,null,"","","","",null,null,null,null,"","","","",null,null,null,null,null,null,null,null,null,null,null,null,null,null,null,null,"",""]
[200.0016000128,null,null,null,null,null,null,null,null,null,null,null,null,null,null,null,null,null,null,null,"","","","",null,null,null,null,"","","","",null,null,null,null,"","","","",null,null,null,null,"","","","",null,null,null,null,"","","","",null,null,null,null,null,null,null,null,null,null,null,null,null,null,null,null,"",""]
[100.0004000016,null,null,null,null,null,null,null,null,null,null,null,null,null,null,null,null,null,null,null,"","","","",null,null,null,null,"","","","",null,null,null,null,"","","","",null,null,null,null,"","","","",null,null,null,null,"","","","",null,null,null,null,null,null,null,null,null,null,null,null,null,null,null,null,"",""]
[0,null,null,null,null,null,null,null,null,null,null,null,null,null,null,null,null,null,null,null,"","","","",null,null,null,null,"","","","",null,null,null,null,"","","","",null,null,null,null,"","","","",null,null,null,null,"","","","",null,null,null,null,null,null,null,null,null,null,null,null,null,null,null,null,"",""]
[200.0016000128,null,null,null,null,null,null,null,null,null,null,null,null,null,null,null,null,null,null,null,"","","","",null,null,null,null,"","","","",null,null,null,null,"","","","",null,null,null,null,"","","","",null,null,null,null,"","","","",null,null,null,null,null,null,null,null,null,null,null,null,null,null,null,null,"",""]
[0,null,null,null,null,null,null,null,null,null,null,null,null,null,null,null,null,null,null,null,"","","","",null,null,null,null,"","","","",null,null,null,null,"","","","",null,null,null,null,"","","","",null,null,null,null,"","","","",null,null,null,null,null,null,null,null,null,null,null,null,null,null,null,null,"",""]
[100.0004000016,null,null,null,null,null,null,null,null,null,null,null,null,null,null,null,null,null,null,null,"","","","",null,null,null,null,"","","","",null,null,null,null,"","","","",null,null,null,null,"","","","",null,null,null,null,"","","","",null,null,null,null,null,null,null,null,null,null,null,null,null,null,null,null,"",""]
[300.00360004319998,null,null,null,null,null,null,null,null,null,null,null,null,null,null,null,null,null,null,null,"","","","",null,null,null,null,"","","","",null,null,null,null,"","","","",null,null,null,null,"","","","",null,null,null,null,"","","","",null,null,null,null,null,null,null,null,null,null,null,null,null,null,null,null,"",""]
[200.0016000128,null,null,null,null,null,null,null,null,null,null,null,null,null,null,null,null,null,null,null,"","","","",null,null,null,null,"","","","",null,null,null,null,"","","","",null,null,null,null,"","","","",null,null,null,null,"","","","",null,null,null,null,null,null,null,null,null,null,null,null,null,null,null,null,"",""]
[0,null,null,null,null,null,null,null,null,null,null,null,null,null,null,null,null,null,null,null,"","","","",null,null,null,null,"","","","",null,null,null,null,"","","","",null,null,null,null,"","","","",null,null,null,null,"","","","",null,null,null,null,null,null,null,null,null,null,null,null,null,null,null,null,"",""]
[100.0004000016,null,null,null,null,null,null,null,null,null,null,null,null,null,null,null,null,null,null,null,"","","","",null,null,null,null,"","","","",null,null,null,null,"","","","",null,null,null,null,"","","","",null,null,null,null,"","","","",null,null,null,null,null,null,null,null,null,null,null,null,null,null,null,null,"",""]
[100.0004000016,null,null,null,null,null,null,null,null,null,null,null,null,null,null,null,null,null,null,null,"","","","",null,null,null,null,"","","","",null,null,null,null,"","","","",null,null,null,null,"","","","",null,null,null,null,"","","","",null,null,null,null,null,null,null,null,null,null,null,null,null,null,null,null,"",""]
[300.00360004319998,null,null,null,null,null,null,null,null,null,null,null,null,null,null,null,null,null,null,null,"","","","",null,null,null,null,"","","","",null,null,null,null,"","","","",null,null,null,null,"","","","",null,null,null,null,"","","","",null,null,null,null,null,null,null,null,null,null,null,null,null,null,null,null,"",""]
[500.01000020000401,null,null,null,null,null,null,null,null,null,null,null,null,null,null,null,null,null,null,null,"","","","",null,null,null,null,"","","","",null,null,null,null,"","","","",null,null,null,null,"","","","",null,null,null,null,"","","","",null,null,null,null,null,null,null,null,null,null,null,null,null,null,null,null,"",""]
[200.0016000128,null,null,null,null,null,null,null,null,null,null,null,null,null,null,null,null,null,null,null,"","","","",null,null,null,null,"","","","",null,null,null,null,"","","","",null,null,null,null,"","","","",null,null,null,null,"","","","",null,null,null,null,null,null,null,null,null,null,null,null,null,null,null,null,"",""]
[300.00360004319998,null,null,null,null,null,null,null,null,null,null,null,null,null,null,null,null,null,null,null,"","","","",null,null,null,null,"","","","",null,null,null,null,"","","","",null,null,null,null,"","","","",null,null,null,null,"","","","",null,null,null,null,null,null,null,null,null,null,null,null,null,null,null,null,"",""]
[500.01000020000401,null,null,null,null,null,null,null,null,null,null,null,null,null,null,null,null,null,null,null,"","","","",null,null,null,null,"","","","",null,null,null,null,"","","","",null,null,null,null,"","","","",null,null,null,null,"","","","",null,null,null,null,null,null,null,null,null,null,null,null,null,null,null,null,"",""]
[300.00360004319998,null,null,null,null,null,null,null,null,null,null,null,null,null,null,null,null,null,null,null,"","","","",null,null,null,null,"","","","",null,null,null,null,"","","","",null,null,null,null,"","","","",null,null,null,null,"","","","",null,null,null,null,null,null,null,null,null,null,null,null,null,null,null,null,"",""]
[200.0016000128,null,null,null,null,null,null,null,null,null,null,null,null,null,null,null,null,null,null,null,"","","","",null,null,null,null,"","","","",null,null,null,null,"","","","",null,null,null,null,"","","","",null,null,null,null,"","","","",null,null,null,null,null,null,null,null,null,null,null,null,null,null,null,null,"",""]
[300.00360004319998,null,null,null,null,null,null,null,null,null,null,null,null,null,null,null,null,null,null,null,"","","","",null,null,null,null,"","","","",null,null,null,null,"","","","",null,null,null,null,"","","","",null,null,null,null,"","","","",null,null,null,null,null,null,null,null,null,null,null,null,null,null,null,null,"",""]
[200.0016000128,null,null,null,null,null,null,null,null,null,null,null,null,null,null,null,null,null,null,null,"","","","",null,null,null,null,"","","","",null,null,null,null,"","","","",null,null,null,null,"","","","",null,null,null,null,"","","","",null,null,null,null,null,null,null,null,null,null,null,null,null,null,null,null,"",""]
[0,null,null,null,null,null,null,null,null,null,null,null,null,null,null,null,null,null,null,null,"","","","",null,null,null,null,"","","","",null,null,null,null,"","","","",null,null,null,null,"","","","",null,null,null,null,"","","","",null,null,null,null,null,null,null,null,null,null,null,null,null,null,null,null,{"$f":"IF(O119993<$BG$3,\"\",O119993)","v":""},{"$f":"IF(P119993<$BH$3,\"\",P119993)","v":""}]
[100.0004000016,null,null,null,null,null,null,null,null,null,null,null,null,null,null,null,null,null,null,null,"","","","",null,null,null,null,"","","","",null,null,null,null,"","","","",null,null,null,null,"","","","",null,null,null,null,"","","","",null,null,null,null,null,null,null,null,null,null,null,null,null,null,null,null,"",""]
[100.0004000016,null,null,null,null,null,null,null,null,null,null,null,null,null,null,null,null,null,null,null,"","","","",null,null,null,null,"","","","",null,null,null,null,"","","","",null,null,null,null,"","","","",null,null,null,null,"","","","",null,null,null,null,null,null,null,null,null,null,null,null,null,null,null,null,"",""]
[300.00360004319998,null,null,null,null,null,null,null,null,null,null,null,null,null,null,null,null,null,null,null,"","","","",null,null,null,null,"","","","",null,null,null,null,"","","","",null,null,null,null,"","","","",null,null,null,null,"","","","",null,null,null,null,null,null,null,null,null,null,null,null,null,null,null,null,"",""]
[0,null,null,null,null,null,null,null,null,null,null,null,null,null,null,null,null,null,null,null,"","","","",null,null,null,null,"","","","",null,null,null,null,"","","","",null,null,null,null,"","","","",null,null,null,null,"","","","",null,null,null,null,null,null,null,null,null,null,null,null,null,null,null,null,"",""]
[400.00640010240102,null,null,null,null,null,null,null,null,null,null,null,null,null,null,null,null,null,null,null,"","","","",null,null,null,null,"","","","",null,null,null,null,"","","","",null,null,null,null,"","","","",null,null,null,null,"","","","",null,null,null,null,null,null,null,null,null,null,null,null,null,null,null,null,"",""]
[100.0004000016,null,null,null,null,null,null,null,null,null,null,null,null,null,null,null,null,null,null,null,"","","","",null,null,null,null,"","","","",null,null,null,null,"","","","",null,null,null,null,"","","","",null,null,null,null,"","","","",null,null,null,null,null,null,null,null,null,null,null,null,null,null,null,null,"",""]
[0,null,null,null,null,null,null,null,null,null,null,null,null,null,null,null,null,null,null,null,"","","","",null,null,null,null,"","","","",null,null,null,null,"","","","",null,null,null,null,"","","","",null,null,null,null,"","","","",null,null,null,null,null,null,null,null,null,null,null,null,null,null,null,null,"",""]
[100.0004000016,null,null,null,null,null,null,null,null,null,null,null,null,null,null,null,null,null,null,null,"","","","",null,null,null,null,"","","","",null,null,null,null,"","","","",null,null,null,null,"","","","",null,null,null,null,"","","","",null,null,null,null,null,null,null,null,null,null,null,null,null,null,null,null,"",""]
[300.00360004319998,null,null,null,null,null,null,null,null,null,null,null,null,null,null,null,null,null,null,null,"","","","",null,null,null,null,"","","","",null,null,null,null,"","","","",null,null,null,null,"","","","",null,null,null,null,"","","","",null,null,null,null,null,null,null,null,null,null,null,null,null,null,null,null,"",""]
[100.0004000016,null,null,null,null,null,null,null,null,null,null,null,null,null,null,null,null,null,null,null,{"$f":"IF(M120003=\"\",\"\",IF(M120003<Q$3+5*Q$7,M120003,\"\"))","v":""},{"$f":"IF(N120003=\"\",\"\",IF(N120003<R$3+5*R$7,N120003,\"\"))","v":""},{"$f":"IF(O120003=\"\",\"\",IF(O120003<S$3+5*S$7,O120003,\"\"))","v":""},{"$f":"IF(P120003=\"\",\"\",IF(P120003<T$3+5*T$7,P120003,\"\"))","v":""},null,null,null,null,{"$f":"IF(U120003=\"\",\"\",IF(U120003<Y$3+5*Y$7,U120003,\"\"))","v":""},{"$f":"IF(V120003=\"\",\"\",IF(V120003<Z$3+5*Z$7,V120003,\"\"))","v":""},{"$f":"IF(W120003=\"\",\"\",IF(W120003<AA$3+5*AA$7,W120003,\"\"))","v":""},{"$f":"IF(X120003=\"\",\"\",IF(X120003<AB$3+5*AB$7,X120003,\"\"))","v":""},null,null,null,null,{"$f":"IF(AC120003=\"\",\"\",IF(AC120003<AG$3+5*AG$7,AC120003,\"\"))","v":""},{"$f":"IF(AD120003=\"\",\"\",IF(AD120003<AH$3+5*AH$7,AD120003,\"\"))","v":""},{"$f":"IF(AE120003=\"\",\"\",IF(AE120003<AI$3+5*AI$7,AE120003,\"\"))","v":""},{"$f":"IF(AF120003=\"\",\"\",IF(AF120003<AJ$3+5*AJ$7,AF120003,\"\"))","v":""},null,null,null,null,{"$f":"IF(AK120003=\"\",\"\",IF(AK120003<AO$3+5*AO$7,AK120003,\"\"))","v":""},{"$f":"IF(AL120003=\"\",\"\",IF(AL120003<AP$3+5*AP$7,AL120003,\"\"))","v":""},{"$f":"IF(AM120003=\"\",\"\",IF(AM120003<AQ$3+5*AQ$7,AM120003,\"\"))","v":""},{"$f":"IF(AN120003=\"\",\"\",IF(AN120003<AR$3+5*AR$7,AN120003,\"\"))","v":""},null,null,null,null,{"$f":"IF(AS120003=\"\",\"\",IF(AS120003<AW$3+5*AW$7,AS120003,\"\"))","v":""},{"$f":"IF(AT120003=\"\",\"\",IF(AT120003<AX$3+5*AX$7,AT120003,\"\"))","v":""},{"$f":"IF(AU120003=\"\",\"\",IF(AU120003<AY$3+5*AY$7,AU120003,\"\"))","v":""},{"$f":"IF(AV120003=\"\",\"\",IF(AV120003<AZ$3+5*AZ$7,AV120003,\"\"))","v":""},null,null,null,null,null,null,null,null,null,null,null,null,null,null,null,null,"",""]
[0,null,null,null,null,null,null,null,null,null,null,null,null,null,null,null,null,null,null,null,"","","","",null,null,null,null,"","","","",null,null,null,null,"","","","",null,null,null,null,"","","","",null,null,null,null,"","","","",null,null,null,null,null,null,null,null,null,null,null,null,null,null,null,null,"",""]
[500.01000020000401,null,null,null,null,null,null,null,null,null,null,null,null,null,null,null,null,null,null,null,"","","","",null,null,null,null,"","","","",null,null,null,null,"","","","",null,null,null,null,"","","","",null,null,null,null,"","","","",null,null,null,null,null,null,null,null,null,null,null,null,null,null,null,null,"",""]
[0,null,null,null,null,null,null,null,null,null,null,null,null,null,null,null,null,null,null,null,"","","","",null,null,null,null,"","","","",null,null,null,null,"","","","",null,null,null,null,"","","","",null,null,null,null,"","","","",null,null,null,null,null,null,null,null,null,null,null,null,null,null,null,null,"",""]
[0,null,null,null,null,null,null,null,null,null,null,null,null,null,null,null,null,null,null,null,"","","","",null,null,null,null,"","","","",null,null,null,null,"","","","",null,null,null,null,"","","","",null,null,null,null,"","","","",null,null,null,null,null,null,null,null,null,null,null,null,null,null,null,null,"",""]
[100.0004000016,null,null,null,null,null,null,null,null,null,null,null,null,null,null,null,null,null,null,null,"","","","",null,null,null,null,"","","","",null,null,null,null,"","","","",null,null,null,null,"","","","",null,null,null,null,"","","","",null,null,null,null,null,null,null,null,null,null,null,null,null,null,null,null,"",""]
[200.0016000128,null,null,null,null,null,null,null,null,null,null,null,null,null,null,null,null,null,null,null,"","","","",null,null,null,null,"","","","",null,null,null,null,"","","","",null,null,null,null,"","","","",null,null,null,null,"","","","",null,null,null,null,null,null,null,null,null,null,null,null,null,null,null,null,"",""]
[0,null,null,null,null,null,null,null,null,null,null,null,null,null,null,null,null,null,null,null,"","","","",null,null,null,null,"","","","",null,null,null,null,"","","","",null,null,null,null,"","","","",null,null,null,null,"","","","",null,null,null,null,null,null,null,null,null,null,null,null,null,null,null,null,"",""]
[0,null,null,null,null,null,null,null,null,null,null,null,null,null,null,null,null,null,null,null,"","","","",null,null,null,null,"","","","",null,null,null,null,"","","","",null,null,null,null,"","","","",null,null,null,null,"","","","",null,null,null,null,null,null,null,null,null,null,null,null,null,null,null,null,"",""]
[400.00640010240102,null,null,null,null,null,null,null,null,null,null,null,null,null,null,null,null,null,null,null,"","","","",null,null,null,null,"","","","",null,null,null,null,"","","","",null,null,null,null,"","","","",null,null,null,null,"","","","",null,null,null,null,null,null,null,null,null,null,null,null,null,null,null,null,"",""]
[300.00360004319998,null,null,null,null,null,null,null,null,null,null,null,null,null,null,null,null,null,null,null,"","","","",null,null,null,null,"","","","",null,null,null,null,"","","","",null,null,null,null,"","","","",null,null,null,null,"","","","",null,null,null,null,null,null,null,null,null,null,null,null,null,null,null,null,"",""]
[11205.0198488923,null,null,null,null,null,null,null,null,null,null,null,null,null,null,null,null,null,null,null,"","","","",null,null,null,null,"","","","",null,null,null,null,"","","","",null,null,null,null,"","","","",null,null,null,null,"","","","",null,null,null,null,null,null,null,null,null,null,null,null,null,null,null,null,"",""]
[12506.253126563201,null,null,null,null,null,null,null,null,null,null,null,null,null,null,null,null,null,null,null,"","","","",null,null,null,null,"","","","",null,null,null,null,"","","","",null,null,null,null,"","","","",null,null,null,null,"","","","",null,null,null,null,null,null,null,null,null,null,null,null,null,null,null,null,"",""]
[0,null,null,null,null,null,null,null,null,null,null,null,null,null,null,null,null,null,null,null,"","","","",null,null,null,null,"","","","",null,null,null,null,"","","","",null,null,null,null,"","","","",null,null,null,null,"","","","",null,null,null,null,null,null,null,null,null,null,null,null,null,null,null,null,"",""]
[200.0016000128,null,null,null,null,null,null,null,null,null,null,null,null,null,null,null,null,null,null,null,"","","","",null,null,null,null,"","","","",null,null,null,null,"","","","",null,null,null,null,"","","","",null,null,null,null,"","","","",null,null,null,null,null,null,null,null,null,null,null,null,null,null,null,null,"",""]
[100.0004000016,null,null,null,null,null,null,null,null,null,null,null,null,null,null,null,null,null,null,null,"","","","",null,null,null,null,"","","","",null,null,null,null,"","","","",null,null,null,null,"","","","",null,null,null,null,"","","","",null,null,null,null,null,null,null,null,null,null,null,null,null,null,null,null,"",""]
[100.0004000016,null,null,null,null,null,null,null,null,null,null,null,null,null,null,null,null,null,null,null,"","","","",null,null,null,null,"","","","",null,null,null,null,"","","","",null,null,null,null,"","","","",null,null,null,null,"","","","",null,null,null,null,null,null,null,null,null,null,null,null,null,null,null,null,"",""]
[400.00640010240102,null,null,null,null,null,null,null,null,null,null,null,null,null,null,null,null,null,null,null,"","","","",null,null,null,null,"","","","",null,null,null,null,"","","","",null,null,null,null,"","","","",null,null,null,null,"","","","",null,null,null,null,null,null,null,null,null,null,null,null,null,null,null,null,"",""]
[200.0016000128,null,null,null,null,null,null,null,null,null,null,null,null,null,null,null,null,null,null,null,"","","","",null,null,null,null,"","","","",null,null,null,null,"","","","",null,null,null,null,"","","","",null,null,null,null,"","","","",null,null,null,null,null,null,null,null,null,null,null,null,null,null,null,null,"",""]
[300.00360004319998,null,null,null,null,null,null,null,null,null,null,null,null,null,null,null,null,null,null,null,"","","","",null,null,null,null,"","","","",null,null,null,null,"","","","",null,null,null,null,"","","","",null,null,null,null,"","","","",null,null,null,null,null,null,null,null,null,null,null,null,null,null,null,null,"",""]
[0,null,null,null,null,null,null,null,null,null,null,null,null,null,null,null,null,null,null,null,"","","","",null,null,null,null,"","","","",null,null,null,null,"","","","",null,null,null,null,"","","","",null,null,null,null,"","","","",null,null,null,null,null,null,null,null,null,null,null,null,null,null,null,null,"",""]